{"text_format":"2","workbook":"xls","n_sheets":16,"sheets":["ALL Publications","Abbreviations","by Relevance","AMI","Communication","DA","DER","DMS","DR","EMS","EV","FACTS","HVDC","SA","Storage","Smart home"],"not_rendered":{"charts":0,"images":0,"macros":0,"external_links":1,"defined_names":2,"comments":0,"pivot_tables":0},"unopened":[],"bounds":{"document_bytes":16777216,"sheet_cells":100000,"run_cost":"one","rows_first":2000,"rows_last":500,"rows_between":2000,"halvings":0,"cell_chars":16384,"cell_head_chars":4096},"cells_cut":0,"cells_raw":0,"read":"whole","date_system":"1900","formulas":"cached_only"}

{"sheet":"ALL Publications","index":0,"n_rows":297,"n_cols":18,"rows_kept":297,"cut":false,"hidden":false,"merged":[],"flags":["formulas_cached_only"]}
["Relevance","Topic","Reference","Title","TC/SC","AMI","Communication","DA","DER","DMS","DR","EMS","EV","FACTS","HVDC","SA","Storage","Smart home"]
["Core","SAO - Service Oriented Architecture  ","IEC/TR 62357","Power system control and associated communications - Reference architecture for object models, services and protocols","TC 57",{"$nulls":4},"DMS",null,"EMS"]
["Core","Common Information Model ","IEC 61970-1","Energy management system application program interface (EMS-API) - Part 1: Guidelines and general requirements","TC 57","AMI",null,"DA","DER","DMS","DR","EMS",null,null,null,"SA","Storage"]
["Core","Common Information Model ","IEC 61970-2","Energy management system application program interface (EMS-API) - Part 2: Glossary","TC 57","AMI",null,"DA","DER","DMS","DR","EMS",null,null,null,"SA","Storage"]
["Core","Common Information Model ","IEC 61970-301","Energy management system application program interface (EMS-API) - Part 301: Common information model (CIM) base","TC 57","AMI",null,"DA","DER","DMS","DR","EMS",null,null,null,"SA","Storage"]
["Core","Common Information Model ","IEC 61970-401","Energy management system application program interface (EMS-API) - Part 401: Component interface specification (CIS) framework","TC 57","AMI",null,"DA","DER","DMS","DR","EMS",null,null,null,"SA","Storage"]
["Core","Common Information Model ","IEC 61970-402","Energy management system application program interface (EMS-API) - Part 402: Common services","TC 57","AMI",null,"DA","DER","DMS","DR","EMS",null,null,null,"SA","Storage"]
["Core","Common Information Model ","IEC 61970-403","Energy management system application program interface (EMS-API) - Part 403: Generic data access","TC 57","AMI",null,"DA","DER","DMS","DR","EMS",null,null,null,"SA","Storage"]
["Core","Common Information Model ","IEC 61970-404","Energy management system application program interface (EMS-API) - Part 404: High Speed Data Access (HSDA)","TC 57","AMI",null,"DA","DER","DMS","DR","EMS",null,null,null,"SA","Storage"]
["Core","Common Information Model ","IEC 61970-405","Energy management system application program interface (EMS-API) - Part 405: Generic Eventing and Subscription (GES)","TC 57","AMI",null,"DA","DER","DMS","DR","EMS",null,null,null,"SA","Storage"]
["Core","Common Information Model ","IEC 61970-407","Energy management system application program interface (EMS-API) - Part 407: Time Series Data Access (TSDA)","TC 57","AMI",null,"DA","DER","DMS","DR","EMS",null,null,null,"SA","Storage"]
["Core","Common Information Model ","IEC 61970-453","Energy management system application program interface (EMS-API) - Part 453: CIM based graphics exchange","TC 57","AMI",null,"DA","DER","DMS","DR","EMS",null,null,null,"SA","Storage"]
["Core","Common Information Model ","IEC 61970-501","Energy management system application program interface (EMS-API) - Part 501: Common Information Model Resource Description Framework (CIM RDF) schema","TC 57","AMI",null,"DA","DER","DMS","DR","EMS",null,null,null,"SA","Storage"]
["Core","Common Information Model ","IEC 61970-405","Energy management system application program interface (EMS-API) - Part 405: Generic Eventing and Subscription (GES)","TC 57","AMI",null,"DA","DER","DMS","DR","EMS",null,null,null,"SA","Storage"]
["Low","Information Technology – HES","ISO/IEC 14543-2-1","Information technology - Home electronic system (HES) architecture - Part 2-1: Introduction and device modularity","JTC 1/SC 25",{"$nulls":12},"Smart home"]
["Low","Information Technology – HES","ISO/IEC 14543-3-1","Information technology - Home electronic system (HES) architecture - Part 3-1: Communication layers - Application layer for network based control of HES Class 1","JTC 1/SC 25",{"$nulls":12},"Smart home"]
["Low","Information Technology – HES","ISO/IEC 14543-3-2","Information technology - Home electronic system (HES) architecture - Part 3-2: Communication layers - Transport, network and general parts of data link layer for network based control of HES Class 1","JTC 1/SC 25",{"$nulls":12},"Smart home"]
["Low","Information Technology – HES","ISO/IEC 14543-3-3","Information technology - Home electronic system (HES) architecture - Part 3-3: User process for network based control of HES Class 1","JTC 1/SC 25",{"$nulls":12},"Smart home"]
["Low","Information Technology – HES","ISO/IEC 14543-3-4","Information technology - Home electronic system (HES) architecture - Part 3-4: System management - Management procedures for network based control of HES Class 1","JTC 1/SC 25",{"$nulls":12},"Smart home"]
["Low","Information Technology – HES","ISO/IEC 14543-3-5","Information technology - Home electronic system (HES) architecture - Part 3-5: Media and media dependent layers - Powerline for network based control of HES Class 1","JTC 1/SC 25",{"$nulls":12},"Smart home"]
["Low","Information Technology – HES","ISO/IEC 14543-3-6","Information technology - Home electronic system (HES) architecture - Part 3-6: Media and media dependent layers - Twisted pair for network based control of HES Class 1","JTC 1/SC 25",{"$nulls":12},"Smart home"]
["Low","Information Technology – HES","ISO/IEC 14543-3-7","Information technology - Home electronic system (HES) architecture - Part 3-7: Media and media dependent layers - Radio frequency for network based control of HES Class 1","JTC 1/SC 25",{"$nulls":12},"Smart home"]
["Low","Information Technology – HES","ISO/IEC 14543-4-1","Information technology - Home electronic system (HES) architecture - Part 4-1: Communication layers - Application layer for network enhanced control devices of HES Class 1","JTC 1/SC 25",{"$nulls":12},"Smart home"]
["Low","Information Technology – HES","ISO/IEC 14543-4-2","Information technology - Home electronic system (HES) architecture - Part 4-2: Communication layers - Transport, network and general parts of data link layer for network enhanced control devices of HES Class 1","JTC 1/SC 25",{"$nulls":12},"Smart home"]
["Low","Information Technology – HES","ISO/IEC 14543-5-1","Information technology - Home electronic system (HES) architecture - Part 5-1: Intelligent grouping and resource sharing for Class 2 and Class 3 - Core protocol","JTC 1/SC 25",{"$nulls":12},"Smart home"]
["Low","Information Technology – HES","ISO/IEC 14543-5-22","Information technology - Home electronic system (HES) architecture - Part 5-22: Intelligent grouping and resource sharing for HES Class 2 and Class 3 - Application profile - File profile","JTC 1/SC 25",{"$nulls":12},"Smart home"]
["Low","Information Technology - Security","ISO/IEC 27001","Information technology - Security techniques - Information security management systems - Requirements","JTC 1/SC 25",{"$nulls":12},"Smart home"]
["Low","Electrical Relays","IEC 60255-24","Electrical relays - Part 24: Common format for transient data exchange (COMTRADE) for power systems","TC 95",null,null,"DA",null,"DMS",{"$nulls":5},"SA"]
["Medium","Electrical installations of buildings","IEC 60364-4-41","Low-voltage electrical installations - Part 4-41: Protection for safety - Protection against electric shock","TC 64",null,null,null,"DER",{"$nulls":8},"Smart home"]
["Medium","Electrical installations of buildings","IEC 60364-5-51","Electrical installations of buildings - Part 5-51: Selection and erection of electrical equipment - Common rules","TC 64",null,null,null,"DER",{"$nulls":8},"Smart home"]
["Medium","Electrical installations of buildings","IEC 60364-5-53","Electrical installations of buildings - Part 5-53: Selection and erection of electrical equipment - Isolation, switching and control","TC 64",null,null,null,"DER",{"$nulls":8},"Smart home"]
["Medium","Electrical installations of buildings","IEC 60364-5-54","Electrical installations of buildings - Part 5-54: Selection and erection of electrical equipment - Earthing arrangements, protective conductors and protective bonding conductors","TC 64",null,null,null,"DER",{"$nulls":8},"Smart home"]
["Medium","Electrical installations of buildings","IEC 60364-5-55","Electrical installations of buildings - Part 5-55: Selection and erection of electrical equipment - Other equipment","TC 64",null,null,null,"DER",{"$nulls":8},"Smart home"]
["Low","Power-line","IEC 60495","Single sideband power-line carrier terminals","TC 57","AMI",{"$nulls":11},"Smart home"]
["Low","HVDC - High Voltage Direct Current","IEC 60633","Terminology for high-voltage direct current (HVDC) transmission ","SC 22F",{"$nulls":8},"FACTS","HVDC"]
["Low","HVDC - High Voltage Direct Current","IEC/TR 60919-1","Performance of high-voltage direct current (HVDC) systems with line-commutated converters - Part 1: Steady-state conditions ","SC 22F",{"$nulls":8},"FACTS","HVDC"]
["Low","HVDC - High Voltage Direct Current","IEC 61803","Determination of power losses in high-voltage direct current (HVDC) converter stations ","SC 22F",{"$nulls":8},"FACTS","HVDC"]
["Low","Teleprotection equipment of power systems","IEC 60834-1","Teleprotection equipment of power systems - Performance and testing - Part 1: Command systems","TC 57",{"$nulls":8},"FACTS","HVDC"]
["High","Telecontrol","IEC 60870-5-1","Telecontrol equipment and systems. Part 5: Transmission protocols - Section One: Transmission frame formats","TC 57",null,null,"DA",null,"DMS",null,"EMS",null,null,null,"SA"]
["High","Telecontrol","IEC 60870-5-2","Telecontrol equipment and systems - Part 5: Transmission protocols - Section 2: Link transmission procedures","TC 57",null,null,"DA",null,"DMS",null,"EMS",null,null,null,"SA"]
["High","Telecontrol","IEC 60870-5-3","Telecontrol equipment and systems - Part 5: Transmission protocols - Section 3: General structure of application data","TC 57",null,null,"DA",null,"DMS",null,"EMS",null,null,null,"SA"]
["High","Telecontrol","IEC 60870-5-4","Telecontrol equipment and systems - Part 5: Transmission protocols - Section 4: Definition and coding of application information elements","TC 57",null,null,"DA",null,"DMS",null,"EMS",null,null,null,"SA"]
["High","Telecontrol","IEC 60870-5-5","Telecontrol equipment and systems - Part 5: Transmission protocols - Section 5: Basic application functions","TC 57",null,null,"DA",null,"DMS",null,"EMS",null,null,null,"SA"]
["High","Telecontrol","IEC 60870-5-101","Telecontrol equipment and systems - Part 5-101: Transmission protocols - Companion standard for basic telecontrol tasks","TC 57",null,null,"DA",null,"DMS",null,"EMS",null,null,null,"SA"]
["High","Telecontrol","IEC 60870-5-102","Telecontrol equipment and systems - Part 5: Transmission protocols - Section 102: Companion standard for the transmission of integrated totals in electric power systems","TC 57",null,null,"DA",null,"DMS",null,"EMS",null,null,null,"SA"]
["High","Telecontrol","IEC 60870-5-103","Telecontrol equipment and systems - Part 5-103: Transmission protocols - Companion standard for the informative interface of protection equipment ","TC 57",null,null,"DA",null,"DMS",null,"EMS",null,null,null,"SA"]
["High","Telecontrol","IEC 60870-5-104","Telecontrol equipment and systems - Part 5-104: Transmission protocols - Network access for IEC 60870-5-101 using standard transport profiles ","TC 57",null,null,"DA",null,"DMS",null,"EMS",null,null,null,"SA"]
["High","TASE2 - Telecontrol Application Service Element","IEC 60870-6-2","Telecontrol equipment and systems - Part 6: Telecontrol protocols compatible with ISO standards and ITU-T recommendations - Section 2: Use of basic standards (OSI layers 1-4)","TC 57",{"$nulls":4},"DMS",null,"EMS"]
["High","TASE2 - Telecontrol Application Service Element","IEC 60870-6-501","Telecontrol equipment and systems - Part 6: Telecontrol protocols compatible with ISO standards and ITU-T recommendations - Section 501: TASE.1 Service definitions","TC 57",{"$nulls":4},"DMS",null,"EMS"]
["High","TASE2 - Telecontrol Application Service Element","IEC 60870-6-502","Telecontrol equipment and systems - Part 6: Telecontrol protocols compatible with ISO standards and ITU-T recommendations - Section 502: TASE.1 Protocol definitions","TC 57",{"$nulls":4},"DMS",null,"EMS"]
["High","TASE2 - Telecontrol Application Service Element","IEC 60870-6-503","Telecontrol equipment and systems - Part 6-503: Telecontrol protocols compatible with ISO standards and ITU-T recommendations - TASE.2 Services and protocol","TC 57",{"$nulls":4},"DMS",null,"EMS"]
["High","TASE2 - Telecontrol Application Service Element","IEC 60870-6-601","Telecontrol equipment and systems - Part 6: Telecontrol protocol s compatible with ISO standards and ITU-T recommendations - Sect ion 601: Functional profile for providing the connection-oriente d transport service in an end system connected via permanent acc ess to a packet switched data network","TC 57",{"$nulls":4},"DMS",null,"EMS"]
["High","TASE2 - Telecontrol Application Service Element","IEC 60870-6-701","Telecontrol equipment and systems - Part 6-701: Telecontrol protocols compatible with ISO standards and ITU-T recommendations - Functional profile for providing the TASE.1 application service in end systems","TC 57",{"$nulls":4},"DMS",null,"EMS"]
["High","TASE2 - Telecontrol Application Service Element","IEC 60870-6-702","Telecontrol equipment and systems - Part 6-702: Telecontrol protocols compatible with ISO standards and ITU-T recommendations - Functional profile for providing the TASE.2 application service in end systems","TC 57",{"$nulls":4},"DMS",null,"EMS"]
["High","TASE2 - Telecontrol Application Service Element","IEC 60870-6-802","Telecontrol equipment and systems - Part 6-802: Telecontrol protocols compatible with ISO standards and ITU-T recommendations - TASE.2 Object models","TC 57",{"$nulls":4},"DMS",null,"EMS"]
["High","TASE2 - Telecontrol Application Service Element","IEC/TS 60870-6-602","Telecontrol equipment and systems - Part 6-602: Telecontrol protocols compatible with ISO standards and ITU-T recommendations - TASE transport profiles","TC 57",{"$nulls":4},"DMS",null,"EMS"]
["Medium","Solar voltaic","IEC 60904-1","Photovoltaic devices - Part 1: Measurement of photovoltaic current-voltage characteristics","TC 82",null,null,null,"DER",null,"DR",{"$nulls":6},"Smart home"]
["Medium","Solar voltaic","IEC 60904-2","Photovoltaic devices - Part 2: Requirements for reference solar devices","TC 82",null,null,null,"DER",null,"DR",{"$nulls":6},"Smart home"]
["Medium","Solar voltaic","IEC 60904-3","Photovoltaic devices - Part 3: Measurement principles for terrestrial photovoltaic (PV) solar devices with reference spectral irradiance data","TC 82",null,null,null,"DER",null,"DR",{"$nulls":6},"Smart home"]
["Medium","Solar voltaic","IEC 60904-4","Photovoltaic devices - Part 4: Reference solar devices - Procedures for establishing calibration traceability","TC 82",null,null,null,"DER",null,"DR",{"$nulls":6},"Smart home"]
["Medium","Solar voltaic","IEC 60904-5","Photovoltaic devices - Part 5: Determination of the equivalent cell temperature (ECT) of photovoltaic (PV) devices by the open-circuit voltage method","TC 82",null,null,null,"DER",null,"DR",{"$nulls":6},"Smart home"]
["Medium","Solar voltaic","IEC 60904-7","Photovoltaic devices - Part 7: Computation of the spectral mismatch correction for measurements of photovoltaic devices","TC 82",null,null,null,"DER",null,"DR",{"$nulls":6},"Smart home"]
["Medium","Solar voltaic","IEC 60904-8","Photovoltaic devices - Part 8: Measurement of spectral response of a photovoltaic (PV) device","TC 82",null,null,null,"DER",null,"DR",{"$nulls":6},"Smart home"]
["Medium","Solar voltaic","IEC 60904-9","Photovoltaic devices - Part 9: Solar simulator performance requirements","TC 82",null,null,null,"DER",null,"DR",{"$nulls":6},"Smart home"]
["Medium","Solar voltaic","IEC 60904-10","Photovoltaic devices - Part 10: Methods of linearity measurement","TC 82",null,null,null,"DER",null,"DR",{"$nulls":6},"Smart home"]
["Medium","Solar voltaic","IEC 61194","Characteristic parameters of stand-alone photovoltaic (PV) systems","TC 82",null,null,null,"DER",null,"DR",{"$nulls":6},"Smart home"]
["Medium","Solar voltaic","IEC 61724","Photovoltaic system performance monitoring - Guidelines for measurement","TC 82",null,null,null,"DER",null,"DR",{"$nulls":6},"Smart home"]
["Medium","Solar voltaic","IEC 61727","Photovoltaic (PV) systems - Characteristics of the utility interface ","TC 82",null,null,null,"DER",null,"DR",{"$nulls":6},"Smart home"]
["Medium","Solar voltaic","IEC 61730-1","Photovoltaic (PV) module safety qualification - Part 1: Requirements for construction","TC 82",null,null,null,"DER",null,"DR",{"$nulls":6},"Smart home"]
["Medium","Solar voltaic","IEC 61730-2","Photovoltaic (PV) module safety qualification - Part 2: Requirements for testing ","TC 82",null,null,null,"DER",null,"DR",{"$nulls":6},"Smart home"]
["Medium","Solar voltaic","IEC/TS 61836","Solar photovoltaic energy systems - Terms definitions and symbols","TC 82",null,null,null,"DER",null,"DR",{"$nulls":6},"Smart home"]
["Medium","Solar voltaic","IEC/TS 62257-1","Recommendations for small renewable energy and hybrid systems for rural electrification - Part 1: General introduction to rural electrification","TC 82",null,null,null,"DER",null,"DR",{"$nulls":6},"Smart home"]
["Medium","Solar voltaic","IEC/TS 62257-2","Recommendations for small renewable energy and hybrid systems for rural electrification - Part 2: From requirements to a range of electrification systems","TC 82",null,null,null,"DER",null,"DR",{"$nulls":6},"Smart home"]
["Medium","Solar voltaic","IEC/TS 62257-3","Recommendations for small renewable energy and hybrid systems for rural electrification - Part 3: Project development and management","TC 82",null,null,null,"DER",null,"DR",{"$nulls":6},"Smart home"]
["Medium","Solar voltaic","IEC/TS 62257-4","Recommendations for small renewable energy and hybrid systems for rural electrification - Part 4: System selection and design","TC 82",null,null,null,"DER",null,"DR",{"$nulls":6},"Smart home"]
["Medium","Solar voltaic","IEC/TS 62257-5","Recommendations for small renewable energy and hybrid systems for rural electrification - Part 5: Protection against electrical hazards","TC 82",null,null,null,"DER",null,"DR",{"$nulls":6},"Smart home"]
["Medium","Solar voltaic","IEC/TS 62257-6","Recommendations for small renewable energy and hybrid systems for rural electrification - Part 6: Acceptance, operation, maintenance and replacement","TC 82",null,null,null,"DER",null,"DR",{"$nulls":6},"Smart home"]
["Medium","Solar voltaic","IEC/TS 62257-7","Recommendations for small renewable energy and hybrid systems for rural electrification - Part 7: Generators","TC 82",null,null,null,"DER",null,"DR",{"$nulls":6},"Smart home"]
["Medium","Solar voltaic","IEC/TS 62257-7-1","Recommendations for small renewable energy and hybrid systems for rural electrification - Part 7-1: Generators - Photovoltaic generators","TC 82",null,null,null,"DER",null,"DR",{"$nulls":6},"Smart home"]
["Medium","Solar voltaic","IEC/TS 62257-7-3","Recommendations for small renewable energy and hybrid systems for rural electrification - Part 7-3: Generator set - Selection of generator sets for rural electrification systems","TC 82",null,null,null,"DER",null,"DR",{"$nulls":6},"Smart home"]
["Medium","Solar voltaic","IEC/TS 62257-8-1","Recommendations for small renewable energy and hybrid systems for rural electrification - Part 8-1: Selection of batteries and battery management systems for stand-alone electrification systems - Specific case of automotive flooded lead-acid batteries available in developing countries ","TC 82",null,null,null,"DER",null,"DR",{"$nulls":6},"Smart home"]
["Medium","Solar voltaic","IEC/TS 62257-9-1","Recommendations for small renewable energy and hybrid systems for rural electrification - Part 9-1: Micropower systems","TC 82",null,null,null,"DER",null,"DR",{"$nulls":6},"Smart home"]
["Medium","Solar voltaic","IEC/TS 62257-9-2","Recommendations for small renewable energy and hybrid systems for rural electrification - Part 9-2: Microgrids","TC 82",null,null,null,"DER",null,"DR",{"$nulls":6},"Smart home"]
["Medium","Solar voltaic","IEC/TS 62257-9-3","Recommendations for small renewable energy and hybrid systems for rural electrification - Part 9-3: Integrated system - User interface","TC 82",null,null,null,"DER",null,"DR",{"$nulls":6},"Smart home"]
["Medium","Solar voltaic","IEC/TS 62257-9-4","Recommendations for small renewable energy and hybrid systems for rural electrification - Part 9-4: Integrated system - Userinstallation","TC 82",null,null,null,"DER",null,"DR",{"$nulls":6},"Smart home"]
["Medium","Solar voltaic","IEC/TS 62257-9-5","Recommendations for small renewable energy and hybrid systems for rural electrification - Part 9-5: Integrated system - Selection of portable PV lanterns for rural electrification projects","TC 82",null,null,null,"DER",null,"DR",{"$nulls":6},"Smart home"]
["Medium","Solar voltaic","IEC/TS 62257-9-6","Recommendations for small renewable energy and hybrid systems for rural electrification - Part 9-6: Integrated system - Selection of Photovoltaic Individual Electrification Systems (PV-IES)","TC 82",null,null,null,"DER",null,"DR",{"$nulls":6},"Smart home"]
["Medium","Solar voltaic","IEC/TS 62257-12-1","Recommendations for small renewable energy and hybrid systems for rural electrification - Part 12-1: Selection of self-ballasted lamps (CFL) for rural electrification systems and recommendations for household lighting equipment ","TC 82",null,null,null,"DER",null,"DR",{"$nulls":6},"Smart home"]
["Low","Electromagnetic compatibility (EMC)","IEC 61000-2-2","Electromagnetic compatibility (EMC) - Part 2-2: Environment - Compatibility levels for low-frequency conducted disturbances and signalling in public low-voltage power supply systems ","SC 77A","AMI",null,null,"DER",null,null,null,"EV",null,null,null,"Storage","Smart home"]
["Low","Electromagnetic compatibility (EMC)","IEC 61000-2-12","Electromagnetic compatibility (EMC) - Part 2-12: Environment - Compatibility levels for low-frequency conducted disturbances and signalling in public medium-voltage power supply systems ","SC 77A","AMI",null,null,"DER",null,null,null,"EV",null,null,null,"Storage","Smart home"]
["Low","Electromagnetic compatibility (EMC)","IEC/TR 61000-3-15 (Project)","Electromagnetic compatibility (EMC) - Part 3-15: Limits - Assessment of low frequency electromagnetic immunity and emission requirements for dispersed generation systems in LV network","SC 77A","AMI",null,null,"DER",null,null,null,"EV",null,null,null,"Storage","Smart home"]
["Low","Electromagnetic compatibility (EMC)","IEC 61000-3-2","Electromagnetic compatibility (EMC) - Part 3-2: Limits - Limits for harmonic current emissions (equipment input current ?16 A per phase) ","SC 77A","AMI",null,null,"DER",null,null,null,"EV",null,null,null,"Storage","Smart home"]
["Low","Electromagnetic compatibility (EMC)","IEC 61000-3-12","Electromagnetic compatibility (EMC) - Part 3-12: Limits - Limits for harmonic currents produced by equipment connected to public low-voltage systems with input current > 16 A and ? 75 A per phase ","SC 77A","AMI",null,null,"DER",null,null,null,"EV",null,null,null,"Storage","Smart home"]
["Low","Electromagnetic compatibility (EMC)","IEC 61000-3-3","Electromagnetic compatibility (EMC) - Part 3-3: Limits - Limitation of voltage changes, voltage fluctuations and flicker in public low-voltage supply systems, for equipment with rated current ?16 A per phase and not subject to conditional connection","SC 77A","AMI",null,null,"DER",null,null,null,"EV",null,null,null,"Storage","Smart home"]
["Low","Electromagnetic compatibility (EMC)","IEC 61000-3-11","Electromagnetic compatibility (EMC) - Part 3-11: Limits - Limitation of voltage changes, voltage fluctuations and flicker in public low-voltage supply systems - Equipment with rated current ? 75 A and subjet to conditional connection ","SC 77A","AMI",null,null,"DER",null,null,null,"EV",null,null,null,"Storage","Smart home"]
["Low","Electromagnetic compatibility (EMC)","IEC/TR 61000-3-6","Electromagnetic compatibility (EMC) - Part 3-6: Limits - Assessment of emission limits for the connection of distorting installations to MV, HV and EHV power systems","SC 77A","AMI",null,null,"DER",null,null,null,"EV",null,null,null,"Storage","Smart home"]
["Low","Electromagnetic compatibility (EMC)","IEC/TR 61000-3-7","Electromagnetic compatibility (EMC) - Part 3-7: Limits - Assessment of emission limits for the connection of fluctuating installations to MV, HV and EHV power systems ","SC 77A","AMI",null,null,"DER",null,null,null,"EV",null,null,null,"Storage","Smart home"]
["Low","Electromagnetic compatibility (EMC)","IEC 61000-4-1","Electromagnetic compatibility (EMC) - Part 4-1: Testing and measurement techniques - Overview of IEC 61000-4 series","TC 77","AMI",null,null,"DER",null,null,null,"EV",null,null,null,"Storage","Smart home"]
["Low","Electromagnetic compatibility (EMC)","IEC 61000-4-2","Electromagnetic compatibility (EMC) - Part 4-2: Testing and measurement techniques - Electrostatic discharge immunity test","SC 77B","AMI",null,null,"DER",null,null,null,"EV",null,null,null,"Storage","Smart home"]
["Low","Electromagnetic compatibility (EMC)","IEC 61000-4-3","Electromagnetic compatibility (EMC) - Part 4-3: Testing and measurement techniques - Radiated, radio-frequency, electromagnetic field immunity test","SC 77B","AMI",null,null,"DER",null,null,null,"EV",null,null,null,"Storage","Smart home"]
["Low","Electromagnetic compatibility (EMC)","IEC 61000-4-4","Electromagnetic compatibility (EMC) - Part 4-4: Testing and measurement techniques - Electrical fast transient/burst immunity test","SC 77B","AMI",null,null,"DER",null,null,null,"EV",null,null,null,"Storage","Smart home"]
["Low","Electromagnetic compatibility (EMC)","IEC 61000-4-5","Electromagnetic compatibility (EMC) - Part 4-5: Testing and measurement techniques - Surge immunity test","SC 77B","AMI",null,null,"DER",null,null,null,"EV",null,null,null,"Storage","Smart home"]
["Low","Electromagnetic compatibility (EMC)","IEC 61000-4-6","Electromagnetic compatibility (EMC) - Part 4-6: Testing and measurement techniques - Immunity to conducted disturbances, induced by radio-frequency fields ","SC 77B","AMI",null,null,"DER",null,null,null,"EV",null,null,null,"Storage","Smart home"]
["Low","Electromagnetic compatibility (EMC)","IEC 61000-4-7","Electromagnetic compatibility (EMC) - Part 4-7: Testing and measurement techniques - General guide on harmonics and interharmonics measurements and instrumentation, for power supply systems and equipment connected thereto","SC 77A","AMI",null,null,"DER",null,null,null,"EV",null,null,null,"Storage","Smart home"]
["Low","Electromagnetic compatibility (EMC)","IEC 61000-4-8","Electromagnetic compatibility (EMC) - Part 4-8: Testing and measurement techniques - Power frequency magnetic field immunity test ","SC 77A","AMI",null,null,"DER",null,null,null,"EV",null,null,null,"Storage","Smart home"]
["Low","Electromagnetic compatibility (EMC)","IEC 61000-4-9","Electromagnetic compatibility (EMC) - Part 4: Testing and measurement techniques - Section 9: Pulse magnetic field immunity test. Basic EMC Publication","SC 77B","AMI",null,null,"DER",null,null,null,"EV",null,null,null,"Storage","Smart home"]
["Low","Electromagnetic compatibility (EMC)","IEC 61000-4-10","Electromagnetic compatibility (EMC) - Part 4: Testing and measurement techniques - Section 10: Damped oscillatory magnetic field immunity test. Basic EMC Publication","SC 77B","AMI",null,null,"DER",null,null,null,"EV",null,null,null,"Storage","Smart home"]
["Low","Electromagnetic compatibility (EMC)","IEC 61000-4-11","Electromagnetic compatibility (EMC) - Part 4-11: Testing and measurement techniques - Voltage dips, short interruptions and voltage variations immunity tests","SC 77A","AMI",null,null,"DER",null,null,null,"EV",null,null,null,"Storage","Smart home"]
["Low","Electromagnetic compatibility (EMC)","IEC 61000-4-12","Electromagnetic compatibility (EMC) - Part 4-12: Testing and measurement techniques - Ring wave immunity test ","SC 77B","AMI",null,null,"DER",null,null,null,"EV",null,null,null,"Storage","Smart home"]
["Low","Electromagnetic compatibility (EMC)","IEC 61000-4-13","Electromagnetic compatibility (EMC) - Part 4-13: Testing and measurement techniques - Harmonics and interharmonics including mains signalling at a.c. power port, low frequency immunity tests ","SC 77A","AMI",null,null,"DER",null,null,null,"EV",null,null,null,"Storage","Smart home"]
["Low","Electromagnetic compatibility (EMC)","IEC 61000-4-14","Electromagnetic compatibility (EMC) - Part 4-14: Testing and measurement techniques - Voltage fluctuation immunity test for equipment with input current not exceeding 16 A per phase","SC 77A","AMI",null,null,"DER",null,null,null,"EV",null,null,null,"Storage","Smart home"]
["Low","Electromagnetic compatibility (EMC)","IEC 61000-4-15","Electromagnetic compatibility (EMC) - Part 4-15: Testing and measurement techniques - Flickermeter - Functional and design specifications","SC 77A","AMI",null,null,"DER",null,null,null,"EV",null,null,null,"Storage","Smart home"]
["Low","Electromagnetic compatibility (EMC)","IEC 61000-4-16","Electromagnetic compatibility (EMC) - Part 4-16: Testing and measurement techniques - Test for immunity to conducted, common mode disturbances in the frequency range 0 Hz to 150 kHz ","SC 77A","AMI",null,null,"DER",null,null,null,"EV",null,null,null,"Storage","Smart home"]
["Low","Electromagnetic compatibility (EMC)","IEC 61000-4-17","Electromagnetic compatibility (EMC) - Part 4-17: Testing and measurement techniques - Ripple on d.c. input power port immunity test","SC 77A","AMI",null,null,"DER",null,null,null,"EV",null,null,null,"Storage","Smart home"]
["Low","Electromagnetic compatibility (EMC)","IEC 61000-4-18","Electromagnetic compatibility (EMC) - Part 4-18: Testing and measurement techniques - Damped oscillatory wave immunity test ","SC 77B","AMI",null,null,"DER",null,null,null,"EV",null,null,null,"Storage","Smart home"]
["Low","Electromagnetic compatibility (EMC)","IEC 61000-4-20","Electromagnetic compatiility (EMC) - Part 4-20: Testing and measurement techniques - Emission and immunity testing in transverse electromagnetic (TEM) waveguides","SC 77B","AMI",null,null,"DER",null,null,null,"EV",null,null,null,"Storage","Smart home"]
["Low","Electromagnetic compatibility (EMC)","IEC 61000-4-21","Electromagnetic compatibility (EMC) - Part 4-21: Testing and measurement techniques - Reverberation chamber test methods","CIS/A","AMI",null,null,"DER",null,null,null,"EV",null,null,null,"Storage","Smart home"]
["Low","Electromagnetic compatibility (EMC)","IEC 61000-4-23","Electromagnetic compatibility (EMC) - Part 4-23: Testing and measurement techniques - Test methods for protective devices for HEMP and other radiated disturbances","SC 77C","AMI",null,null,"DER",null,null,null,"EV",null,null,null,"Storage","Smart home"]
["Low","Electromagnetic compatibility (EMC)","IEC 61000-4-24","Electromagnetic compatibility (EMC) - Part 4: Testing and measurement techniques - Section 24: Test methods for protective devices for HEMP conducted disturbance - Basic EMC Publication ","SC 77C","AMI",null,null,"DER",null,null,null,"EV",null,null,null,"Storage","Smart home"]
["Low","Electromagnetic compatibility (EMC)","IEC 61000-4-25","Electromagnetic compatibility (EMC) - Part 4-25: Testing and measurement techniques - HEMP immunity test methods for equipment and systems","SC 77C","AMI",null,null,"DER",null,null,null,"EV",null,null,null,"Storage","Smart home"]
["Low","Electromagnetic compatibility (EMC)","IEC 61000-4-27","Electromagnetic compatibility (EMC) - Part 4-27: Testing and measurement techniques - Unbalance, immunity test for equipment with input current not exceeding 16 A per phase","SC 77A","AMI",null,null,"DER",null,null,null,"EV",null,null,null,"Storage","Smart home"]
["Low","Electromagnetic compatibility (EMC)","IEC 61000-4-28","Electromagnetic compatibility (EMC) - Part 4-28: Testing and measurement techniques - Variation of power frequency, immunity test for equipment with input current not exceeding 16 A per phase","SC 77A","AMI",null,null,"DER",null,null,null,"EV",null,null,null,"Storage","Smart home"]
["Low","Electromagnetic compatibility (EMC)","IEC 61000-4-29 ","Electromagnetic compatibility (EMC) - Part 4-29: Testing and measurement techniques - Voltage dips, short interruptions and voltage variations on d.c. input power port immunity tests ","SC 77A","AMI",null,null,"DER",null,null,null,"EV",null,null,null,"Storage","Smart home"]
["Low","Electromagnetic compatibility (EMC)","IEC 61000-4-30","Electromagnetic compatibility (EMC) - Part 4-30: Testing and measurement techniques - Power quality measurement methods","SC 77A","AMI",null,null,"DER",null,null,null,"EV",null,null,null,"Storage","Smart home"]
["Low","Electromagnetic compatibility (EMC)","IEC 61000-4-33","Electromagnetic compatibility (EMC) - Part 4-33: Testing and measurement techniques - Measurement methods for high-power transient parameters","SC 77C","AMI",null,null,"DER",null,null,null,"EV",null,null,null,"Storage","Smart home"]
["Low","Electromagnetic compatibility (EMC)","IEC 61000-4-34","Electromagnetic compatibility (EMC) - Part 4-34: Testing and measurement techniques - Voltage dips, short interruptions and voltage variations immunity tests for equipment with mains current more than 16 A per phase","SC 77A","AMI",null,null,"DER",null,null,null,"EV",null,null,null,"Storage","Smart home"]
["Medium","Telecommunication services for electric power systems","IEC/TS 61085","General considerations for telecommunication services for electric power systems","TC 57",null,"Communication"]
["Medium","Low Voltage-protection against electric shock","IEC 61140","Protection against electric shock - Common aspects for installation and equipment","TC 64",{"$nulls":7},"EV",{"$nulls":4},"Smart home"]
["High","Distribution Line Message Specification (DLMS)","IEC/TR 61334-1-1","Distribution automation using distribution line carrier systems - Part 1: General considerations - Section 1: Distribution automation system architecture","TC 57","AMI"]
["High","Distribution Line Message Specification (DLMS)","IEC/TR 61334-1-2","Distribution automation using distribution line carrier systems - Part 1-2: General considerations - Guide for specification","TC 57","AMI"]
["High","Distribution Line Message Specification (DLMS)","IEC/TR 61334-1-4","Distribution automation using distribution line carrier systems - Part 1: General considerations - Section 4: Identification of data transmission parameters concerning medium and low-voltage distribution mains","TC 57","AMI"]
["High","Distribution Line Message Specification (DLMS)","IEC 61334-3-1","Distribution automation using distribution line carrier systems - Part 3-1: Mains signalling requirements - Frequency bands and output levels ","TC 57","AMI"]
["High","Distribution Line Message Specification (DLMS)","IEC 61334-3-21","Distribution automation using distribution line carrier systems - Part 3: Mains signalling requirements - Section 21: MV phase-to-phase isolated capacitive coupling device","TC 57","AMI"]
["High","Distribution Line Message Specification (DLMS)","IEC 61334-3-22","Distribution automation using distribution line carrier systems - Part 3-22: Mains signalling requirements - MV phase-to-earth and screen-to-earth intrusive coupling devices","TC 57","AMI"]
["High","Distribution Line Message Specification (DLMS)","IEC 61334-4-1","Distribution automation using distribution line carrier systems - Part 4: Data communication protocols - Section 1: Reference model of the communication system","TC 57","AMI"]
["High","Distribution Line Message Specification (DLMS)","IEC 61334-4-32","Distribution automation using distribution line carrier systems - Part 4: Data communication protocols - Section 32: Data link layer - Logical link control (LLC)","TC 57","AMI"]
["High","Distribution Line Message Specification (DLMS)","IEC 61334-4-33","Distribution automation using distribution line carrier systems - Part 4-33: Data communication protocols - Data link layer - Connection oriented protocol ","TC 57","AMI"]
["High","Distribution Line Message Specification (DLMS)","IEC 61334-4-41","Distribution automation using distribution line carrier systems - Part 4: Data communication protocols - Section 41: Application protocol - Distribution line message specification","TC 57","AMI"]
["High","Distribution Line Message Specification (DLMS)","IEC 61334-4-42","Distribution automation using distribution line carrier systems - Part 4: Data communication protocols - Section 42: Application protocols - Application layer ","TC 57","AMI"]
["High","Distribution Line Message Specification (DLMS)","IEC 61334-4-61","Distribution automation using distribution line carrier systems - Part 4-61: Data communication protocols - Network layer - Connectionless protocol ","TC 57","AMI"]
["High","Distribution Line Message Specification (DLMS)","IEC 61334-4-511","Distribution automation using distribution line carrier systems - Part 4-511: Data communication protocols - Systems management - CIASE protocol ","TC 57","AMI"]
["High","Distribution Line Message Specification (DLMS)","IEC 61334-4-512","Distribution automation using distribution line carrier systems - Part 4-512: Data communication protocols - System management using profile 61334-5-1 - Management Information Base (MIB) ","TC 57","AMI"]
["High","Distribution Line Message Specification (DLMS)","IEC 61334-5-1","Distribution automation using distribution line carrier systems - Part 5-1: Lower layer profiles - The spread frequency shift keying (S-FSK) profile","TC 57","AMI"]
["High","Distribution Line Message Specification (DLMS)","IEC/TS 61334-5-2","Distribution automation using distribution line carrier systems - Part 5-2: Lower layer profiles - Frequency shift keying (FSK) profile","TC 57","AMI"]
["High","Distribution Line Message Specification (DLMS)","IEC/TS 61334-5-3","Distribution automation using distribution line carrier systems - Part 5-3: Lower-layer profiles - Spread spectrum adaptive wideband (SS-AW) profile","TC 57","AMI"]
["High","Distribution Line Message Specification (DLMS)","IEC/TS 61334-5-4","Distribution automation using distribution line carrier systems - Part 5-4: Lower layer profiles - Multi-carrier modulation (MCM) profile","TC 57","AMI"]
["High","Distribution Line Message Specification (DLMS)","IEC/TS 61334-5-5","Distribution automation using distribution line carrier systems - Part 5-5: Lower layer profiles - Spread spectrum - fast frequency hopping (SS-FFH) profile","TC 57","AMI"]
["High","Distribution Line Message Specification (DLMS)","IEC 61334-6","Distribution automation using distribution line carrier systems - Part 6: A-XDR encoding rule","TC 57","AMI"]
["High","Wind Turbines","IEC 61400-1","Wind turbines - Part 1: Design requirements","TC 88",null,null,null,"DER","DMS",null,"EMS"]
["High","Wind Turbines","IEC 61400-2","Wind turbines - Part 2: Design requirements for small wind turbines","TC 88",null,null,null,"DER","DMS",null,"EMS"]
["High","Wind Turbines","IEC 61400-3","Wind turbines - Part 3: Design requirements for offshore wind turbines","TC 88",null,null,null,"DER","DMS",null,"EMS"]
["High","Wind Turbines","IEC 61400-11","Wind turbine generator systems - Part 11: Acoustic noise measurement techniques","TC 88",null,null,null,"DER","DMS",null,"EMS"]
["High","Wind Turbines","IEC 61400-12-1","Wind turbines - Part 12-1: Power performance measurements of electricity producing wind turbines","TC 88",null,null,null,"DER","DMS",null,"EMS"]
["High","Wind Turbines","IEC/TS 61400-13","Wind turbine generator systems - Part 13: Measurement of mechanical loads ","TC 88",null,null,null,"DER","DMS",null,"EMS"]
["High","Wind Turbines","IEC/TS 61400-14","Wind turbines - Part 14: Declaration of apparent sound power level and tonality values ","TC 88",null,null,null,"DER","DMS",null,"EMS"]
["High","Wind Turbines","IEC 61400-21","Wind turbines - Part 21: Measurement and assessment of power quality characteristics of grid connected wind turbines","TC 88",null,null,null,"DER","DMS",null,"EMS"]
["High","Wind Turbines","IEC/TS 61400-23","Wind turbine generator systems - Part 23: Full-scale structural testing of rotor blades","TC 88",null,null,null,"DER","DMS",null,"EMS"]
["High","Wind Turbines","IEC 61400-24","Wind turbines - Part 24: Lightning protection","TC 88",null,null,null,"DER","DMS",null,"EMS"]
["High","Wind Turbines","IEC 61400-25-1","Wind turbines - Part 25-1: Communications for monitoring and control of wind power plants - Overall description of principles and models","TC 88",null,null,null,"DER","DMS",null,"EMS"]
["High","Wind Turbines","IEC 61400-25-2","Wind turbines - Part 25-2: Communications for monitoring and control of wind power plants - Information models","TC 88",null,null,null,"DER","DMS",null,"EMS"]
["High","Wind Turbines","IEC 61400-25-3","Wind turbines - Part 25-3: Communications for monitoring and control of wind power plants - Information exchange models","TC 88",null,null,null,"DER","DMS",null,"EMS"]
["High","Wind Turbines","IEC 61400-25-4","Wind turbines - Part 25-4: Communications for monitoring and control of wind power plants - Mapping to communication profile","TC 88",null,null,null,"DER","DMS",null,"EMS"]
["High","Wind Turbines","IEC 61400-25-5","Wind turbines - Part 25-5: Communications for monitoring and control of wind power plants - Conformance testing ","TC 88",null,null,null,"DER","DMS",null,"EMS"]
["High","Wind Turbines","ISO 81400-4","Wind turbines - Part 4: Design and specification of gearboxes","TC 88",null,null,null,"DER","DMS",null,"EMS"]
["High","Wind Turbines","IEC 61508-1","Functional safety of electrical/electronic/programmable electronic safety-related systems - Part 1: General requirements (see Functional Safety and IEC 61508)","SC 65A",null,null,null,"DER","DMS",null,"EMS"]
["High","Wind Turbines","IEC 61508-2","Functional safety of electrical/electronic/programmable electronic safety-related systems - Part 2: Requirements for electrical/electronic/programmable electronic safety-related systems (see Functional Safety and IEC 61508)","SC 65A",null,null,null,"DER","DMS",null,"EMS"]
["High","Wind Turbines","IEC 61508-3","Functional safety of electrical/electronic/programmable electronic safety-related systems - Part 3: Software requirements (see Functional Safety and IEC 61508)","SC 65A",null,null,null,"DER","DMS",null,"EMS"]
["High","Wind Turbines","IEC 61508-4","Functional safety of electrical/electronic/programmable electronic safety-related systems - Part 4: Definitions and abbreviations (see Functional Safety and IEC 61508)","SC 65A",null,null,null,"DER","DMS",null,"EMS"]
["High","Wind Turbines","IEC 61508-5","Functional safety of electrical/electronic/programmable electronic safety-related systems - Part 5: Examples of methods for the determination of safety integrity levels (see Functional Safety and IEC 61508)","SC 65A",null,null,null,"DER","DMS",null,"EMS"]
["High","Wind Turbines","IEC 61508-6","Functional safety of electrical/electronic/programmable electronic safety-related systems - Part 6: Guidelines on the application of IEC 61508-2 and IEC 61508-3 (see Functional Safety and IEC 61508)","SC 65A",null,null,null,"DER","DMS",null,"EMS"]
["High","Wind Turbines","IEC 61508-7","Functional safety of electrical/electronic/programmable electronic safety-related systems - Part 7: Overview of techniques and measures (see Functional Safety and IEC 61508)","SC 65A",null,null,null,"DER","DMS",null,"EMS"]
["Core","Substation Automation","IEC/TR 61850-1","Communication networks and systems in substations - Part 1: Introduction and overview ","TC 57","AMI",null,"DA","DER","DMS",null,"EMS","EV",null,null,"SA","Storage"]
["Core","Substation Automation","IEC/TS 61850-2","Communication networks and systems in substations - Part 2: Glossary ","TC 57","AMI",null,"DA","DER","DMS",null,"EMS","EV",null,null,"SA","Storage"]
["Core","Substation Automation","IEC 61850-3","Communication networks and systems in substations - Part 3: General requirements","TC 57","AMI",null,"DA","DER","DMS",null,"EMS","EV",null,null,"SA","Storage"]
["Core","Substation Automation","IEC 61850-4","Communication networks and systems in substations - Part 4: System and project management ","TC 57","AMI",null,"DA","DER","DMS",null,"EMS","EV",null,null,"SA","Storage"]
["Core","Substation Automation","IEC 61850-5","Communication networks and systems in substations - Part 5: Communication requirements for functions and device models","TC 57","AMI",null,"DA","DER","DMS",null,"EMS","EV",null,null,"SA","Storage"]
["Core","Substation Automation","IEC 61850-6","Communication networks and systems for power utility automation - Part 6: Configuration description language for communication in electrical substations related to IEDs ","TC 57","AMI",null,"DA","DER","DMS",null,"EMS","EV",null,null,"SA","Storage"]
["Core","Substation Automation","IEC 61850-7-1","Communication networks and systems in substations - Part 7-1: Basic communication structure for substation and feeder equipment - Principles and models","TC 57","AMI",null,"DA","DER","DMS",null,"EMS","EV",null,null,"SA","Storage"]
["Core","Substation Automation","IEC 61850-7-2","Communication networks and systems for power utility automation - Part 7-2: Basic information and communication structure - Abstract communication service interface (ACSI)","TC 57","AMI",null,"DA","DER","DMS",null,"EMS","EV",null,null,"SA","Storage"]
["Core","Substation Automation","IEC 61850-7-3","Communication networks and systems in substations - Part 7-3: Basic communication structure for substation and feeder equipment - Common data classes","TC 57","AMI",null,"DA","DER","DMS",null,"EMS","EV",null,null,"SA","Storage"]
["Core","Substation Automation","IEC 61850-7-4","Communication networks and systems for power utility automation - Part 7-4: Basic communication structure - Compatible logical node classes and data object classes ","TC 57","AMI",null,"DA","DER","DMS",null,"EMS","EV",null,null,"SA","Storage"]
["Core","Substation Automation","IEC 61850-8-1","Communication networks and systems in substations - Part 8-1: Specific Communication Service Mapping (SCSM) - Mappings to MMS (ISO 9506-1 and ISO 9506-2) and to ISO/IEC 8802-3","TC 57","AMI",null,"DA","DER","DMS",null,"EMS","EV",null,null,"SA","Storage"]
["Core","Substation Automation","IEC 61850-9-1","Communication networks and systems in substations - Part 9-1: Specific Communication Service Mapping (SCSM) - Sampled values over serial unidirectional multidrop point to point link","TC 57","AMI",null,"DA","DER","DMS",null,"EMS","EV",null,null,"SA","Storage"]
["Core","Substation Automation","IEC 61850-9-2","Communication networks and systems in substations - Part 9-2: Specific Communication Service Mapping (SCSM) - Sampled values over ISO/IEC 8802-3 ","TC 57","AMI",null,"DA","DER","DMS",null,"EMS","EV",null,null,"SA","Storage"]
["Core","Substation Automation","IEC 61850-10","Communication networks and systems in substations - Part 10: Conformance testing","TC 57","AMI",null,"DA","DER","DMS",null,"EMS","EV",null,null,"SA","Storage"]
["High","Hydro Power","IEC 61850-7-410","Communication networks and systems for power utility automation - Part 7-410: Hydroelectric power plants - Communication for monitoring and control","TC 57",null,null,"DA","DER","DMS",null,"EMS",null,null,null,"SA"]
["Low","DER - Distributed Energy Resources","IEC 61850-7-420","Communication networks and systems for power utility automation - Part 7-420: Basic communication structure - Distributed energy resources logical nodes ","TC 57",null,null,"DA","DER","DMS",{"$nulls":5},"SA"]
["High","Electrical vehicle charging","IEC 61851-1","Electric vehicle conductive charging system - Part 1: General requirements","TC 69",{"$nulls":7},"EV",{"$nulls":4},"Smart home"]
["High","Electrical vehicle charging","IEC 61851-21","Electric vehicle conductive charging system - Part 21: Electric vehicle requirements for conductive connection to an a.c./d.c. supply","TC 69",{"$nulls":7},"EV",{"$nulls":4},"Smart home"]
["High","Electrical vehicle charging","IEC 61851-22 ","Electric vehicle conductive charging system - Part 22: AC electric vehicle charging station","TC 69",{"$nulls":7},"EV",{"$nulls":4},"Smart home"]
["High","Electrical vehicle charging","IEC 60309-1"," Plugs, socket-outlets and couplers for industrial purposes - Part 1: General requirements","SC 23H",{"$nulls":7},"EV",{"$nulls":4},"Smart home"]
["High","Electrical vehicle charging","IEC 61851-1","Electric vehicle conductive charging system - Part 1: General requirements","TC 69",{"$nulls":7},"EV",{"$nulls":4},"Smart home"]
["High","Electrical vehicle charging","IEC 61851-21","Electric vehicle conductive charging system - Part 21: Electric vehicle requirements for conductive connection to an a.c./d.c. supply","TC 69",{"$nulls":7},"EV",{"$nulls":4},"Smart home"]
["High","Electrical vehicle charging","IEC 61851-22","Electric vehicle conductive charging system - Part 22: AC electric vehicle charging station","TC 69",{"$nulls":7},"EV",{"$nulls":4},"Smart home"]
["High","Electrical vehicle charging","IEC 61980 (future)","Electric vehicle inductive charging systems - Part 1: General requirements","TC 69",{"$nulls":7},"EV",{"$nulls":4},"Smart home"]
["Medium","Instrument transformers","IEC 61869-1","Instrument transformers - Part 1: General requirements","TC 38",null,null,"DA",{"$nulls":7},"SA"]
["Medium","Instrument transformers","IEC 61869-2 (project)","Instrument transformers - Part 2: Specific requirements for current transformers","TC 38",null,null,"DA",{"$nulls":7},"SA"]
["Medium","Instrument transformers","IEC 61869-3 (project)","Instrument transformers - Part 3: Specific requirements for inductive voltage transformers","TC 38",null,null,"DA",{"$nulls":7},"SA"]
["Medium","Instrument transformers","IEC 61869-4 (project)","Instrument transformers - Part 4: Specific requirement for combined transformers","TC 38",null,null,"DA",{"$nulls":7},"SA"]
["Medium","Instrument transformers","IEC 61869-5 (project)","Instrument transformers - Part 5: Specific requirements for Capacitive Voltage Transformers","TC 38",null,null,"DA",{"$nulls":7},"SA"]
["Medium","Instrument transformers","IEC 61869-7 (future)","Electronic Voltage Transformers","TC 38",null,null,"DA",{"$nulls":7},"SA"]
["Medium","Instrument transformers","IEC 61869-8 (future)","Electronic Current Transformers","TC 38",null,null,"DA",{"$nulls":7},"SA"]
["Medium","Instrument transformers","IEC 61869-9 (future)","Digital Interface for Instrument Transformers","TC 38",null,null,"DA",{"$nulls":7},"SA"]
["Low","Power electronics for electrical transmission and distribution systems","IEC 61954","Power electronics for electrical transmission and distribution systems - Testing of thyristor valves for static VAR compensators ","SC 22F",{"$nulls":8},"FACTS","HVDC"]
["Core","Distribution Management","IEC 61968-1","Application integration at electric utilities - System interfaces for distribution management - Part 1: Interface architecture and general requirements ","TC 57","AMI",null,null,"DER","DMS","DR"]
["Core","Distribution Management","IEC/TS 61968-2","Application integration at electric utilities - System interfaces for distribution management - Part 2: Glossary","TC 57","AMI",null,null,"DER","DMS","DR"]
["Core","Distribution Management","IEC 61968-3","Application integration at electric utilities - System interfaces for distribution management - Part 3: Interface for network operations","TC 57","AMI",null,null,"DER","DMS","DR"]
["Core","Distribution Management","IEC 61968-4","Application integration at electric utilities - System interfaces for distribution management - Part 4: Interfaces for records and asset management ","TC 57","AMI",null,null,"DER","DMS","DR"]
["Core","Distribution Management","IEC 61968-13","Application integration at electric utilities - System interfaces for distribution management - Part 13: CIM RDF Model exchange format for distribution","TC 57","AMI",null,null,"DER","DMS","DR"]
["Core","Distribution Management","IEC 61968-11","Application integration at electric utilities - System interfaces for distribution management - Part 11: Common information model (CIM) extensions for distribution ","TC 57","AMI",null,null,"DER","DMS","DR"]
["Core","Distribution Management","IEC 61968-8 (project)","Application integration at electric utilities - System interfaces for distribution management - Part 8: Interface Standard For Customer Support","TC 57","AMI",null,null,"DER","DMS","DR"]
["Core","Distribution Management","IEC 61968-9","Application integration at electric utilities - System interfaces for distribution management - Part 9: Interfaces for meter reading and control ","TC 57","AMI",null,null,"DER","DMS","DR"]
["Core","EMS-API","IEC 61970-1","Energy management system application program interface (EMS-API) - Part 1: Guidelines and general requirements","TC 57",{"$nulls":4},"DMS",null,"EMS",null,null,null,"SA"]
["Core","EMS-API","IEC/TS 61970-2","Energy management system application program interface (EMS-API) - Part 2: Glossary","TC 57",{"$nulls":4},"DMS",null,"EMS",null,null,null,"SA"]
["Core","EMS-API","IEC 61970-301","Energy management system application program interface (EMS-API) - Part 301: Common information model (CIM) base","TC 57",{"$nulls":4},"DMS",null,"EMS",null,null,null,"SA"]
["Core","EMS-API","IEC/TS 61970-401","Energy management system application program interface (EMS-API) - Part 401: Component interface specification (CIS) framework","TC 57",{"$nulls":4},"DMS",null,"EMS",null,null,null,"SA"]
["Core","EMS-API","IEC 61970-402","Energy management system application program interface (EMS-API) - Part 402: Common services","TC 57",{"$nulls":4},"DMS",null,"EMS",null,null,null,"SA"]
["Core","EMS-API","IEC 61970-403","Energy management system application program interface (EMS-API) - Part 403: Generic data access","TC 57",{"$nulls":4},"DMS",null,"EMS",null,null,null,"SA"]
["Core","EMS-API","IEC 61970-404","Energy management system application program interface (EMS-API) - Part 404: High Speed Data Access (HSDA)","TC 57",{"$nulls":4},"DMS",null,"EMS",null,null,null,"SA"]
["Core","EMS-API","IEC 61970-405","Energy management system application program interface (EMS-API) - Part 405: Generic Eventing and Subscription (GES)","TC 57",{"$nulls":4},"DMS",null,"EMS",null,null,null,"SA"]
["Core","EMS-API","IEC 61970-407","Energy management system application program interface (EMS-API) - Part 407: Time Series Data Access (TSDA)","TC 57",{"$nulls":4},"DMS",null,"EMS",null,null,null,"SA"]
["Core","EMS-API","IEC 61970-453","Energy management system application program interface (EMS-API) - Part 453: CIM based graphics exchange","TC 57",{"$nulls":4},"DMS",null,"EMS",null,null,null,"SA"]
["Core","EMS-API","IEC 61970-501","Energy management system application program interface (EMS-API) - Part 501: Common Information Model Resource Description Framework (CIM RDF) schema ","TC 57",{"$nulls":4},"DMS",null,"EMS",null,null,null,"SA"]
["Low","Secondary batteries for the propulsion of electric road vehicles","IEC 61982-1","Secondary batteries for the propulsion of electric road vehicles - Part 1: Test parameters","TC 21",{"$nulls":7},"EV"]
["Low","Secondary batteries for the propulsion of electric road vehicles","IEC 61982-2","Secondary batteries for the propulsion of electric road vehicles - Part 2: Dynamic discharge performance test and dynamic endurance test","TC 21",{"$nulls":7},"EV"]
["Low","Secondary batteries for the propulsion of electric road vehicles","IEC 61982-3","Secondary batteries for the propulsion of electric road vehicles - Part 3: Performance and life testing (traffic compatible","TC 21",{"$nulls":7},"EV"]
["Low","Secondary batteries for the propulsion of electric road vehicles","IEC 61982-4 (future)","Secondary batteries for the propulsion of electric road vehicles - Part 4: performance testing for lithium-ion cells","TC 21",{"$nulls":7},"EV"]
["Low","Secondary batteries for the propulsion of electric road vehicles","IEC 61982-5 (future)","Secondary batteries for the propulsion of electric road vehicles - Part 5: Safety testing for lithium-ion cells and batteries","TC 21",{"$nulls":7},"EV"]
["High","Metering","IEC/TR 62051","Electricity metering - Glossary of terms","TC 13","AMI",null,null,"DER","DMS",null,null,"EV",null,null,null,"Storage","Smart home"]
["High","Metering","IEC/TR 62051-1","Electricity metering - Data exchange for meter reading, tariff and load control - Glossary of terms - Part 1: Terms related to data exchange with metering equipment using DLMS/COSEM","TC 13","AMI",null,null,"DER","DMS",null,null,"EV",null,null,null,"Storage","Smart home"]
["High","Metering","IEC 62052-11","Electricity metering equipment (AC) - General requirements, tests and test conditions - Part 11: Metering equipment ","TC 13","AMI",null,null,"DER","DMS",null,null,"EV",null,null,null,"Storage","Smart home"]
["High","Metering","IEC 62052-21","Electricity metering equipment (a.c.) - General requirements, tests and test conditions - Part 21: Tariff and load control equipment ","TC 13","AMI",null,null,"DER","DMS",null,null,"EV",null,null,null,"Storage","Smart home"]
["High","Metering","IEC 62052-31 (project)","Electricity metering equipment (AC) - General requirements, tests and test conditions - Part 31: Safety requirements","TC 13","AMI",null,null,"DER","DMS",null,null,"EV",null,null,null,"Storage","Smart home"]
["High","Metering","IEC 62053-11","Electricity metering equipment (a.c.) - Particular requirements - Part 11: Electromechanical meters for active energy (classes 0, 5, 1 and 2)","TC 13","AMI",null,null,"DER","DMS",null,null,"EV",null,null,null,"Storage","Smart home"]
["High","Metering","IEC 62053-21","Electricity metering equipment (a.c.) - Particular requirements - Part 21: Static meters for active energy (classes 1 and 2)","TC 13","AMI",null,null,"DER","DMS",null,null,"EV",null,null,null,"Storage","Smart home"]
["High","Metering","IEC 62053-22","Electricity metering equipment (a.c.) - Particular Requirements - Part 22: Static meters for active energy (classes 0,2 S and 0,5 S)","TC 13","AMI",null,null,"DER","DMS",null,null,"EV",null,null,null,"Storage","Smart home"]
["High","Metering","IEC 62053-23","Electricity metering equipment (a.c.) - Particular requirements - Part 23: Static meters for reactive energy (classes 2 and 3)","TC 13","AMI",null,null,"DER","DMS",null,null,"EV",null,null,null,"Storage","Smart home"]
["High","Metering","IEC 62053-31","Electricity metering equipment (a.c.) - Particular requirements - Part 31: Pulse output devices for electromechanical and electronic meters (two wires only)","TC 13","AMI",null,null,"DER","DMS",null,null,"EV",null,null,null,"Storage","Smart home"]
["High","Metering","IEC 62053-52","Electricity metering equipment (AC) - Particular requirements - Part 52: Symbols","TC 13","AMI",null,null,"DER","DMS",null,null,"EV",null,null,null,"Storage","Smart home"]
["High","Metering","IEC 62053-61","Electricity metering equipment (a.c.) - Particular requirements - Part 61: Power consumption and voltage requirements","TC 13","AMI",null,null,"DER","DMS",null,null,"EV",null,null,null,"Storage","Smart home"]
["High","Metering","IEC 62054-11","Electricity metering (a.c.) - Tariff and load control - Part 11: Particular requirements for electronic ripple control receivers","TC 13","AMI",null,null,"DER","DMS",null,null,"EV",null,null,null,"Storage","Smart home"]
["High","Metering","IEC 62054-21","Electricity metering (a.c.) - Tariff and load control - Part 21: Particular requirements for time switches","TC 13","AMI",null,null,"DER","DMS",null,null,"EV",null,null,null,"Storage","Smart home"]
["High","Metering","IEC 62058-11","Electricity metering equipment (AC) - Acceptance inspection - Part 11: General acceptance inspection methods","TC 13","AMI",null,null,"DER","DMS",null,null,"EV",null,null,null,"Storage","Smart home"]
["High","Metering","IEC 62058-21","Electricity metering equipment (AC) - Acceptance inspection - Part 21: Particular requirements for electromechanical meters for active energy (classes 0,5, 1 and 2)","TC 13","AMI",null,null,"DER","DMS",null,null,"EV",null,null,null,"Storage","Smart home"]
["High","Metering","IEC 62058-3","Electricity metering equipment (AC) - Acceptance inspection - Part 31: Particular requirements for static meters for active energy (classes 0,2 S, 0,5 S, 1 and 2)","TC 13","AMI",null,null,"DER","DMS",null,null,"EV",null,null,null,"Storage","Smart home"]
["High","Metering","IEC/TR 62059-11","Electricity metering equipment - Dependability - Part 11: General concepts ","TC 13","AMI",null,null,"DER","DMS",null,null,"EV",null,null,null,"Storage","Smart home"]
["High","Metering","IEC/TR 62059-21","Electricity metering equipment - Dependability - Part 21: Collection of meter dependability data from the field ","TC 13","AMI",null,null,"DER","DMS",null,null,"EV",null,null,null,"Storage","Smart home"]
["High","Metering","IEC 62059-31-1","Electricity metering equipment - Dependability - Part 31-1: Accelerated reliability testing - Elevated temperature and humidity","TC 13","AMI",null,null,"DER","DMS",null,null,"EV",null,null,null,"Storage","Smart home"]
["High","COSEM - Companion Specification for Energy Metering","IEC 62056-21","Electricity metering - Data exchange for meter reading, tariff and load control - Part 21: Direct local data exchange ","TC 13","AMI",null,null,"DER","DMS","DR",null,"EV",{"$nulls":4},"Smart home"]
["High","COSEM - Companion Specification for Energy Metering","IEC 62056-31","Electricity metering - Data exchange for meter reading, tariff and load control - Part 31: Use of local area networks on twisted pair with carrier signalling ","TC 13","AMI",null,null,"DER","DMS","DR",null,"EV",{"$nulls":4},"Smart home"]
["High","COSEM - Companion Specification for Energy Metering","IEC 62056-42","Electricity metering - Data exchange for meter reading, tariff and load control - Part 42: Physical layer services and procedures for connection-oriented asynchronous data exchange","TC 13","AMI",null,null,"DER","DMS","DR",null,"EV",{"$nulls":4},"Smart home"]
["High","COSEM - Companion Specification for Energy Metering","IEC 62056-46","Electricity metering - Data exchange for meter reading, tariff and load control - Part 46: Data link layer using HDLC protocol","TC 13","AMI",null,null,"DER","DMS","DR",null,"EV",{"$nulls":4},"Smart home"]
["High","COSEM - Companion Specification for Energy Metering","IEC 62056-47","Electricity metering - Data exchange for meter reading, tariff and load control - Part 47: COSEM transport layers for IPv4 networks","TC 13","AMI",null,null,"DER","DMS","DR",null,"EV",{"$nulls":4},"Smart home"]
["High","COSEM - Companion Specification for Energy Metering","IEC 62056-53","Electricity metering - Data exchange for meter reading, tariff and load control - Part 53: COSEM application layer","TC 13","AMI",null,null,"DER","DMS","DR",null,"EV",{"$nulls":4},"Smart home"]
["High","COSEM - Companion Specification for Energy Metering","IEC 62056-61","Electricity metering - Data exchange for meter reading, tariff and load control - Part 61: Object identification system (OBIS)","TC 13","AMI",null,null,"DER","DMS","DR",null,"EV",{"$nulls":4},"Smart home"]
["High","COSEM - Companion Specification for Energy Metering","IEC 62056-62","Electricity metering - Data exchange for meter reading, tariff and load control - Part 62: Interface classes","TC 13","AMI",null,null,"DER","DMS","DR",null,"EV",{"$nulls":4},"Smart home"]
["Low","Fuel cell standards","IEC/TS 62282-1","Fuel cell technologies - Part 1: Terminology","TC 105",null,null,null,"DER"]
["Low","Fuel cell standards","IEC 62282-2","Fuel cell technologies - Part 2: Fuel cell modules","TC 105",null,null,null,"DER"]
["Low","Fuel cell standards","IEC 62282-3-1","Fuel cell technologies - Part 3-1: Stationary fuel cell power systems - Safety","TC 105",null,null,null,"DER"]
["Low","Fuel cell standards","IEC 62282-3-2","Fuel cell technologies - Part 3-2: Stationary fuel cell power systems - Performance test methods ","TC 105",null,null,null,"DER"]
["Low","Fuel cell standards","IEC 62282-3-3","Fuel cell technologies - Part 3-3: Stationary fuel cell power systems - Installation","TC 105",null,null,null,"DER"]
["Low","Fuel cell standards","IEC 62282-5-1","Fuel cell technologies - Part 5-1: Portable fuel cell power systems - Safety ","TC 105",null,null,null,"DER"]
["Low","Fuel cell standards","IEC 62282-6-200","Fuel cell technologies - Part 6-200: Micro fuel cell power systems - Performance test methods","TC 105",null,null,null,"DER"]
["Low","Fuel cell standards","IEC 62282-6-300","Fuel cell technologies - Part 6-300: Micro fuel cell power systems - Fuel cartridge interchangeability","TC 105",null,null,null,"DER"]
["Medium","Framework for energy market communications","IEC/TR 62325-101","Framework for energy market communications - Part 101: General guidelines ","TC 57",null,"Communication"]
["Medium","Framework for energy market communications","IEC/TR 62325-102","Framework for energy market communications - Part 102: Energy market model example","TC 57",null,"Communication"]
["Medium","Framework for energy market communications","IEC/TR 62325-501","Framework for energy market communications - Part 501: General guidelines for use of ebXML","TC 57",null,"Communication"]
["Medium","Framework for energy market communications","IEC/TS 62325-502","Framework for energy market communications - Part 502: Profile of ebXML","TC 57",null,"Communication"]
["Core","Security","IEC/TS 62351-1","Power systems management and associated information exchange - Data and communications security - Part 1: Communication network and system security - Introduction to security issues","TC 57","AMI",null,"DA","DER","DMS","DR","EMS","EV",null,null,"SA","Storage","Smart home"]
["Core","Security","IEC/TS 62351-2","Power systems management and associated information exchange - Data and communications security - Part 2: Glossary of terms","TC 57","AMI",null,"DA","DER","DMS","DR","EMS","EV",null,null,"SA","Storage","Smart home"]
["Core","Security","IEC/TS 62351-3","Power systems management and associated information exchange - Data and communications security - Part 3: Communication network and system security - Profiles including TCP/IP","TC 57","AMI",null,"DA","DER","DMS","DR","EMS","EV",null,null,"SA","Storage","Smart home"]
["Core","Security","IEC/TS 62351-4","Power systems management and associated information exchange - Data and communications security - Part 4: Profiles including MMS","TC 57","AMI",null,"DA","DER","DMS","DR","EMS","EV",null,null,"SA","Storage","Smart home"]
["Core","Security","IEC/TS 62351-5","Power systems management and associated information exchange - Data and communications security - Part 5: Security for IEC 60870-5 and derivatives","TC 57","AMI",null,"DA","DER","DMS","DR","EMS","EV",null,null,"SA","Storage","Smart home"]
["Core","Security","IEC/TS 62351-6","Power systems management and associated information exchange - Data and communications security - Part 6: Security for IEC 61850","TC 57","AMI",null,"DA","DER","DMS","DR","EMS","EV",null,null,"SA","Storage","Smart home"]
["Core","Security","IEC/TS 62351-7","Power systems management and associated information exchange - Data and communications security - Part 7: Network and system management (NSM) data object models","TC 57","AMI",null,"DA","DER","DMS","DR","EMS","EV",null,null,"SA","Storage","Smart home"]
["Core","Security","IEC 62351-8 (project)","Power systems management and associated information exchange - Data and communications security - Part 8: Role-based access control","TC 57","AMI",null,"DA","DER","DMS","DR","EMS","EV",null,null,"SA","Storage","Smart home"]
[" ","Security","IEC/TR 62357","Power system control and associated communications - Reference architecture for object models, services and protocols","TC 57"]
[" ","High availability automation networks","IEC 62439-1","Industrial communication networks - High availability automation networks - Part 1: General concepts and calculation methods","SC 65C"]
[" ","High availability automation networks","IEC 62439-2","Industrial communication networks - High availability automation networks - Part 2: Media Redundancy Protocol (MRP)","SC 65C"]
[" ","High availability automation networks","IEC 62439-3","Industrial communication networks - High availability automation networks - Part 3: Parallel Redundancy Protocol (PRP) and High-availability Seamless Redundancy (HSR)","SC 65C"]
[" ","High availability automation networks","IEC 62439-4","Industrial communication networks - High availability automation networks - Part 4: Cross-network Redundancy Protocol (CRP)","SC 65C"]
[" ","High availability automation networks","IEC 62439-5","Industrial communication networks - High availability automation networks - Part 5: Beacon Redundancy Protocol (BRP)","SC 65C"]
[" ","High availability automation networks","IEC 62439-6","Industrial communication networks - High availability automation networks - Part 6: Distributed Redundancy Protocol (DRP)","SC 65C"]
["Low","Security of Control Systems","IEC/TS 62443-1-1","Industrial communication networks - Network and system security - Part 1-1: Terminology","TC 65"]
["Low","Security of Control Systems","IEC/TR 62443-3-1","Industrial communication networks - Network and system security - Part 3-1: Security technologies for industrial automation and control systems","TC 66"]
["Low","Security of Control Systems","IEC/PAS 62443-3","Security for industrial process measurement and control - Network and system security ","TC 67"]
["Low","Electric Double-Layer Capacitors for Use in Hybrid Electric Vehicles","IEC 62576","Electric double-layer capacitors for use in hybrid electric vehicles - Test methods for electrical characteristics","TC 69",{"$nulls":7},"EV"]
["Low","Marine Power","IEC/TS 62600 (project)","Marine energy - Wave, tidal and other water current converters - Part 1: Terminology","TC 114",null,null,null,"DER"]
["Low","Marine Power","IEC/TS 62600-100 (project)","Marine energy - Wave, tidal and other water current converters - Part 100: Power performance assessment of electricity producing wave energy converters","TC 114",null,null,null,"DER"]
["Low","Marine Power","IEC/TS 62600-200 (project)","Marine energy - Wave, tidal and other water current converters - Part 200: The assessment of performance of tidal energy converters","TC 114",null,null,null,"DER"]
["Low","Functional safety of electrical/electronic/programmable electronic safety-related systems","IEC 61508-1","Functional safety of electrical/electronic/programmable electronic safety-related systems - Part 1: General requirements (see Functional Safety and IEC 61508)","SC 65A",null,null,null,"DER"]
["Low","Functional safety of electrical/electronic/programmable electronic safety-related systems","IEC 61508-2","Functional safety of electrical/electronic/programmable electronic safety-related systems - Part 2: Requirements for electrical/electronic/programmable electronic safety-related systems (see Functional Safety and IEC 61508)","SC 65A",null,null,null,"DER"]
["Low","Functional safety of electrical/electronic/programmable electronic safety-related systems","IEC 61508-3","Functional safety of electrical/electronic/programmable electronic safety-related systems - Part 3: Software requirements (see Functional Safety and IEC 61508)","SC 65A",null,null,null,"DER"]
["Low","Functional safety of electrical/electronic/programmable electronic safety-related systems","IEC 61508-4","Functional safety of electrical/electronic/programmable electronic safety-related systems - Part 4: Definitions and abbreviations (see Functional Safety and IEC 61508)","SC 65A",null,null,null,"DER"]
["Low","Functional safety of electrical/electronic/programmable electronic safety-related systems","IEC 61508-5","Functional safety of electrical/electronic/programmable electronic safety-related systems - Part 5: Examples of methods for the determination of safety integrity levels (see Functional Safety and IEC 61508)","SC 65A",null,null,null,"DER"]
["Low","Functional safety of electrical/electronic/programmable electronic safety-related systems","IEC 61508-6","Functional safety of electrical/electronic/programmable electronic safety-related systems - Part 6: Guidelines on the application of IEC 61508-2 and IEC 61508-3 (see Functional Safety and IEC 61508)","SC 65A",null,null,null,"DER"]
["Low","Functional safety of electrical/electronic/programmable electronic safety-related systems","IEC 61508-7","Functional safety of electrical/electronic/programmable electronic safety-related systems - Part 7: Overview of techniques and measures (see Functional Safety and IEC 61508)","SC 65A",null,null,null,"DER"]

{"sheet":"Abbreviations","index":1,"n_rows":95,"n_cols":2,"rows_kept":95,"cut":false,"hidden":false,"merged":[],"flags":["formulas_cached_only"]}
["Abbreviation","Full title"]
["AMI ","Advanced Metering Infrastructure"]
["AMR","Advanced Meter Reading"]
["ANSI","American National Standards Institute"]
["API","Application Programming Interface"]
["BACS","Building Automation and Control Systems"]
["BMS","Battery Management System"]
["CC","Control Center"]
["CHP","Combined Heat and Power"]
["CIM","Common Information Model"]
["CIP","Critical Infrastructure Protection"]
["CIS","Component Interface Specification"]
["COMTRADE","Common Format for Transient Data Exchange"]
["COSEM","Companion Specification for Energy Metering"]
["CT","Current Transformer"]
["DA","Distribution Automation"]
["DEMS","Distributed Energy Management System"]
["DER","Distributed Energy Resources"]
["DLMS","Distribution Line Message Specification"]
["DMS","Distribution Management System"]
["DNP","Distributed Network Protocol "]
["DoE","Department of Energy (USA)"]
["DR","Demand Response"]
["DSO","Distribution System Operator"]
["ECP","Electrical Connection Point"]
["EMC","Electromagnetic Compatibility"]
["EMS","Energy Management System (tech.)"]
["ERP","Enterprise Resource Planning"]
["EV","Electric Vehicle"]
["FACTS","Flexible Alternating Current Transmission System"]
["FSC","Fixed Series Compensation"]
["GID","Generic Interface Definition"]
["GIS","Geographic Information System"]
["GOOSE","Generic Object Oriented Substation Event"]
["GPS","Global Positioning System"]
["HAN","Home Area Network"]
["HBES","Home and Building Electronic System"]
["HES","Home Electronic System"]
["HSR","High Availability Seamless Automation Ring"]
["HVAC","Heating, Ventilating and Air Conditioning"]
["HVDC","High Voltage Direct Current"]
["ICCP","Inter Control Center Communication Protocol"]
["IEC","International Electrotechnical Commision"]
["IED","Intelligent Electronic Device"]
["IEEE","Institute of Electrical and Electronics Engineers "]
["IP","Internet Protocol"]
["ISA","International Society of Automation "]
["ISO","International Organization for Standardization"]
["IT","Information Technology"]
["JTC","Joint Technical Committee (ISO/IEC)"]
["LD","Logical Device"]
["LN","Logical Node"]
["LV","Low Voltage"]
["MDM","Meter Data Management"]
["MRP","Medium Redundancy Protocol"]
["MV","Medium Voltage"]
["MWFM","Mobile Workforce Management"]
["NERC","North American Electric Reliability Corporation (USA)"]
["NIST","National Institute of Standards and Technology (USA)"]
["NSM","Network and System Management"]
["OMS","Outage Management System"]
["PCC","Point of Common Coupling"]
["PHEV","Plug-in Hybrid Electric Vehicle"]
["PMU","Phasor Measurement Unit"]
["POD","Damping of Power Oszillations"]
["PPC","Product Properties and Classification"]
["PRP","Parallel Redundancy Protocol"]
["PV","Photovoltaic"]
["RAS","Remedial action Scheme"]
["RTU","Remote Terminal Unit "]
["SA","Substation Automation"]
["SB","Sector Board (IEC)"]
["SC ","Sub Committee (IEC)"]
["SCADA","Supervisory Control and Data Acquisition"]
["SCL","System Configuration Language"]
["SDO","Standardization Developing Organization"]
["SG","Strategic Group (IEC)"]
["SIDM","System Interfaces for Distribution Management"]
["SIPS","System Integrity Protection Scheme"]
["SMB","Standardization Management Board "]
["SNTP","Simple Network Time Protocol "]
["SOA","Service Oriented Architecture"]
["SSR","Sub Synchronous Resonances"]
["STATCOM","Static Synchronous Compensator"]
["SVC","Static Var Compensator"]
["TASE","Telecontrol Application Service Element"]
["TC","Technical Committee (IEC)"]
["TCP","Transmission Control Protocol"]
["TCSC/TPSC","Thyristor Controlled/Protected Series Compensation"]
["TNA","Transmission Network Application"]
["UML","Unified Modeling Language"]
["V2G","Vehicle to Grid"]
["VT","Voltage Transformer"]
["WFM","Workforce Management"]
["XML","Extensible Markup Language"]

{"sheet":"by Relevance","index":2,"n_rows":50,"n_cols":4,"rows_kept":50,"cut":false,"hidden":false,"merged":[],"flags":["formulas_cached_only"]}
["Relevance","Core"]
[]
["Count of Reference"]
["TC/SC","Reference","Title","Total"]
["TC 57","IEC 61850-10","Communication networks and systems in substations - Part 10: Conformance testing",1]
[null,"IEC 61850-3","Communication networks and systems in substations - Part 3: General requirements",1]
[null,"IEC 61850-4","Communication networks and systems in substations - Part 4: System and project management ",1]
[null,"IEC 61850-5","Communication networks and systems in substations - Part 5: Communication requirements for functions and device models",1]
[null,"IEC 61850-6","Communication networks and systems for power utility automation - Part 6: Configuration description language for communication in electrical substations related to IEDs ",1]
[null,"IEC 61850-7-1","Communication networks and systems in substations - Part 7-1: Basic communication structure for substation and feeder equipment - Principles and models",1]
[null,"IEC 61850-7-2","Communication networks and systems for power utility automation - Part 7-2: Basic information and communication structure - Abstract communication service interface (ACSI)",1]
[null,"IEC 61850-7-3","Communication networks and systems in substations - Part 7-3: Basic communication structure for substation and feeder equipment - Common data classes",1]
[null,"IEC 61850-7-4","Communication networks and systems for power utility automation - Part 7-4: Basic communication structure - Compatible logical node classes and data object classes ",1]
[null,"IEC 61850-8-1","Communication networks and systems in substations - Part 8-1: Specific Communication Service Mapping (SCSM) - Mappings to MMS (ISO 9506-1 and ISO 9506-2) and to ISO/IEC 8802-3",1]
[null,"IEC 61850-9-1","Communication networks and systems in substations - Part 9-1: Specific Communication Service Mapping (SCSM) - Sampled values over serial unidirectional multidrop point to point link",1]
[null,"IEC 61850-9-2","Communication networks and systems in substations - Part 9-2: Specific Communication Service Mapping (SCSM) - Sampled values over ISO/IEC 8802-3 ",1]
[null,"IEC 61968-1","Application integration at electric utilities - System interfaces for distribution management - Part 1: Interface architecture and general requirements ",1]
[null,"IEC 61968-11","Application integration at electric utilities - System interfaces for distribution management - Part 11: Common information model (CIM) extensions for distribution ",1]
[null,"IEC 61968-13","Application integration at electric utilities - System interfaces for distribution management - Part 13: CIM RDF Model exchange format for distribution",1]
[null,"IEC 61968-3","Application integration at electric utilities - System interfaces for distribution management - Part 3: Interface for network operations",1]
[null,"IEC 61968-4","Application integration at electric utilities - System interfaces for distribution management - Part 4: Interfaces for records and asset management ",1]
[null,"IEC 61968-8 (project)","Application integration at electric utilities - System interfaces for distribution management - Part 8: Interface Standard For Customer Support",1]
[null,"IEC 61968-9","Application integration at electric utilities - System interfaces for distribution management - Part 9: Interfaces for meter reading and control ",1]
[null,"IEC 61970-1","Energy management system application program interface (EMS-API) - Part 1: Guidelines and general requirements",2]
[null,"IEC 61970-2","Energy management system application program interface (EMS-API) - Part 2: Glossary",1]
[null,"IEC 61970-301","Energy management system application program interface (EMS-API) - Part 301: Common information model (CIM) base",2]
[null,"IEC 61970-401","Energy management system application program interface (EMS-API) - Part 401: Component interface specification (CIS) framework",1]
[null,"IEC 61970-402","Energy management system application program interface (EMS-API) - Part 402: Common services",2]
[null,"IEC 61970-403","Energy management system application program interface (EMS-API) - Part 403: Generic data access",2]
[null,"IEC 61970-404","Energy management system application program interface (EMS-API) - Part 404: High Speed Data Access (HSDA)",2]
[null,"IEC 61970-405","Energy management system application program interface (EMS-API) - Part 405: Generic Eventing and Subscription (GES)",3]
[null,"IEC 61970-407","Energy management system application program interface (EMS-API) - Part 407: Time Series Data Access (TSDA)",2]
[null,"IEC 61970-453","Energy management system application program interface (EMS-API) - Part 453: CIM based graphics exchange",2]
[null,"IEC 61970-501","Energy management system application program interface (EMS-API) - Part 501: Common Information Model Resource Description Framework (CIM RDF) schema",1]
[null,null,"Energy management system application program interface (EMS-API) - Part 501: Common Information Model Resource Description Framework (CIM RDF) schema ",1]
[null,"IEC 62351-8 (project)","Power systems management and associated information exchange - Data and communications security - Part 8: Role-based access control",1]
[null,"IEC/TR 61850-1","Communication networks and systems in substations - Part 1: Introduction and overview ",1]
[null,"IEC/TR 62357","Power system control and associated communications - Reference architecture for object models, services and protocols",1]
[null,"IEC/TS 61850-2","Communication networks and systems in substations - Part 2: Glossary ",1]
[null,"IEC/TS 61968-2","Application integration at electric utilities - System interfaces for distribution management - Part 2: Glossary",1]
[null,"IEC/TS 61970-2","Energy management system application program interface (EMS-API) - Part 2: Glossary",1]
[null,"IEC/TS 61970-401","Energy management system application program interface (EMS-API) - Part 401: Component interface specification (CIS) framework",1]
[null,"IEC/TS 62351-1","Power systems management and associated information exchange - Data and communications security - Part 1: Communication network and system security - Introduction to security issues",1]
[null,"IEC/TS 62351-2","Power systems management and associated information exchange - Data and communications security - Part 2: Glossary of terms",1]
[null,"IEC/TS 62351-3","Power systems management and associated information exchange - Data and communications security - Part 3: Communication network and system security - Profiles including TCP/IP",1]
[null,"IEC/TS 62351-4","Power systems management and associated information exchange - Data and communications security - Part 4: Profiles including MMS",1]
[null,"IEC/TS 62351-5","Power systems management and associated information exchange - Data and communications security - Part 5: Security for IEC 60870-5 and derivatives",1]
[null,"IEC/TS 62351-6","Power systems management and associated information exchange - Data and communications security - Part 6: Security for IEC 61850",1]
[null,"IEC/TS 62351-7","Power systems management and associated information exchange - Data and communications security - Part 7: Network and system management (NSM) data object models",1]
["Grand Total",null,null,54]

{"sheet":"AMI","index":3,"n_rows":134,"n_cols":4,"rows_kept":134,"cut":false,"hidden":false,"merged":[],"flags":["formulas_cached_only"]}
[]
["AMI","AMI"]
[]
["Count of Reference"]
["Relevance","Reference","Title","Total"]
["Core","IEC 61850-10","Communication networks and systems in substations - Part 10: Conformance testing",1]
[null,"IEC 61850-3","Communication networks and systems in substations - Part 3: General requirements",1]
[null,"IEC 61850-4","Communication networks and systems in substations - Part 4: System and project management ",1]
[null,"IEC 61850-5","Communication networks and systems in substations - Part 5: Communication requirements for functions and device models",1]
[null,"IEC 61850-6","Communication networks and systems for power utility automation - Part 6: Configuration description language for communication in electrical substations related to IEDs ",1]
[null,"IEC 61850-7-1","Communication networks and systems in substations - Part 7-1: Basic communication structure for substation and feeder equipment - Principles and models",1]
[null,"IEC 61850-7-2","Communication networks and systems for power utility automation - Part 7-2: Basic information and communication structure - Abstract communication service interface (ACSI)",1]
[null,"IEC 61850-7-3","Communication networks and systems in substations - Part 7-3: Basic communication structure for substation and feeder equipment - Common data classes",1]
[null,"IEC 61850-7-4","Communication networks and systems for power utility automation - Part 7-4: Basic communication structure - Compatible logical node classes and data object classes ",1]
[null,"IEC 61850-8-1","Communication networks and systems in substations - Part 8-1: Specific Communication Service Mapping (SCSM) - Mappings to MMS (ISO 9506-1 and ISO 9506-2) and to ISO/IEC 8802-3",1]
[null,"IEC 61850-9-1","Communication networks and systems in substations - Part 9-1: Specific Communication Service Mapping (SCSM) - Sampled values over serial unidirectional multidrop point to point link",1]
[null,"IEC 61850-9-2","Communication networks and systems in substations - Part 9-2: Specific Communication Service Mapping (SCSM) - Sampled values over ISO/IEC 8802-3 ",1]
[null,"IEC 61968-1","Application integration at electric utilities - System interfaces for distribution management - Part 1: Interface architecture and general requirements ",1]
[null,"IEC 61968-11","Application integration at electric utilities - System interfaces for distribution management - Part 11: Common information model (CIM) extensions for distribution ",1]
[null,"IEC 61968-13","Application integration at electric utilities - System interfaces for distribution management - Part 13: CIM RDF Model exchange format for distribution",1]
[null,"IEC 61968-3","Application integration at electric utilities - System interfaces for distribution management - Part 3: Interface for network operations",1]
[null,"IEC 61968-4","Application integration at electric utilities - System interfaces for distribution management - Part 4: Interfaces for records and asset management ",1]
[null,"IEC 61968-8 (project)","Application integration at electric utilities - System interfaces for distribution management - Part 8: Interface Standard For Customer Support",1]
[null,"IEC 61968-9","Application integration at electric utilities - System interfaces for distribution management - Part 9: Interfaces for meter reading and control ",1]
[null,"IEC 61970-1","Energy management system application program interface (EMS-API) - Part 1: Guidelines and general requirements",1]
[null,"IEC 61970-2","Energy management system application program interface (EMS-API) - Part 2: Glossary",1]
[null,"IEC 61970-301","Energy management system application program interface (EMS-API) - Part 301: Common information model (CIM) base",1]
[null,"IEC 61970-401","Energy management system application program interface (EMS-API) - Part 401: Component interface specification (CIS) framework",1]
[null,"IEC 61970-402","Energy management system application program interface (EMS-API) - Part 402: Common services",1]
[null,"IEC 61970-403","Energy management system application program interface (EMS-API) - Part 403: Generic data access",1]
[null,"IEC 61970-404","Energy management system application program interface (EMS-API) - Part 404: High Speed Data Access (HSDA)",1]
[null,"IEC 61970-405","Energy management system application program interface (EMS-API) - Part 405: Generic Eventing and Subscription (GES)",2]
[null,"IEC 61970-407","Energy management system application program interface (EMS-API) - Part 407: Time Series Data Access (TSDA)",1]
[null,"IEC 61970-453","Energy management system application program interface (EMS-API) - Part 453: CIM based graphics exchange",1]
[null,"IEC 61970-501","Energy management system application program interface (EMS-API) - Part 501: Common Information Model Resource Description Framework (CIM RDF) schema",1]
[null,"IEC 62351-8 (project)","Power systems management and associated information exchange - Data and communications security - Part 8: Role-based access control",1]
[null,"IEC/TR 61850-1","Communication networks and systems in substations - Part 1: Introduction and overview ",1]
[null,"IEC/TS 61850-2","Communication networks and systems in substations - Part 2: Glossary ",1]
[null,"IEC/TS 61968-2","Application integration at electric utilities - System interfaces for distribution management - Part 2: Glossary",1]
[null,"IEC/TS 62351-1","Power systems management and associated information exchange - Data and communications security - Part 1: Communication network and system security - Introduction to security issues",1]
[null,"IEC/TS 62351-2","Power systems management and associated information exchange - Data and communications security - Part 2: Glossary of terms",1]
[null,"IEC/TS 62351-3","Power systems management and associated information exchange - Data and communications security - Part 3: Communication network and system security - Profiles including TCP/IP",1]
[null,"IEC/TS 62351-4","Power systems management and associated information exchange - Data and communications security - Part 4: Profiles including MMS",1]
[null,"IEC/TS 62351-5","Power systems management and associated information exchange - Data and communications security - Part 5: Security for IEC 60870-5 and derivatives",1]
[null,"IEC/TS 62351-6","Power systems management and associated information exchange - Data and communications security - Part 6: Security for IEC 61850",1]
[null,"IEC/TS 62351-7","Power systems management and associated information exchange - Data and communications security - Part 7: Network and system management (NSM) data object models",1]
["High","IEC 61334-3-1","Distribution automation using distribution line carrier systems - Part 3-1: Mains signalling requirements - Frequency bands and output levels ",1]
[null,"IEC 61334-3-21","Distribution automation using distribution line carrier systems - Part 3: Mains signalling requirements - Section 21: MV phase-to-phase isolated capacitive coupling device",1]
[null,"IEC 61334-3-22","Distribution automation using distribution line carrier systems - Part 3-22: Mains signalling requirements - MV phase-to-earth and screen-to-earth intrusive coupling devices",1]
[null,"IEC 61334-4-1","Distribution automation using distribution line carrier systems - Part 4: Data communication protocols - Section 1: Reference model of the communication system",1]
[null,"IEC 61334-4-32","Distribution automation using distribution line carrier systems - Part 4: Data communication protocols - Section 32: Data link layer - Logical link control (LLC)",1]
[null,"IEC 61334-4-33","Distribution automation using distribution line carrier systems - Part 4-33: Data communication protocols - Data link layer - Connection oriented protocol ",1]
[null,"IEC 61334-4-41","Distribution automation using distribution line carrier systems - Part 4: Data communication protocols - Section 41: Application protocol - Distribution line message specification",1]
[null,"IEC 61334-4-42","Distribution automation using distribution line carrier systems - Part 4: Data communication protocols - Section 42: Application protocols - Application layer ",1]
[null,"IEC 61334-4-511","Distribution automation using distribution line carrier systems - Part 4-511: Data communication protocols - Systems management - CIASE protocol ",1]
[null,"IEC 61334-4-512","Distribution automation using distribution line carrier systems - Part 4-512: Data communication protocols - System management using profile 61334-5-1 - Management Information Base (MIB) ",1]
[null,"IEC 61334-4-61","Distribution automation using distribution line carrier systems - Part 4-61: Data communication protocols - Network layer - Connectionless protocol ",1]
[null,"IEC 61334-5-1","Distribution automation using distribution line carrier systems - Part 5-1: Lower layer profiles - The spread frequency shift keying (S-FSK) profile",1]
[null,"IEC 61334-6","Distribution automation using distribution line carrier systems - Part 6: A-XDR encoding rule",1]
[null,"IEC 62052-11","Electricity metering equipment (AC) - General requirements, tests and test conditions - Part 11: Metering equipment ",1]
[null,"IEC 62052-21","Electricity metering equipment (a.c.) - General requirements, tests and test conditions - Part 21: Tariff and load control equipment ",1]
[null,"IEC 62052-31 (project)","Electricity metering equipment (AC) - General requirements, tests and test conditions - Part 31: Safety requirements",1]
[null,"IEC 62053-11","Electricity metering equipment (a.c.) - Particular requirements - Part 11: Electromechanical meters for active energy (classes 0, 5, 1 and 2)",1]
[null,"IEC 62053-21","Electricity metering equipment (a.c.) - Particular requirements - Part 21: Static meters for active energy (classes 1 and 2)",1]
[null,"IEC 62053-22","Electricity metering equipment (a.c.) - Particular Requirements - Part 22: Static meters for active energy (classes 0,2 S and 0,5 S)",1]
[null,"IEC 62053-23","Electricity metering equipment (a.c.) - Particular requirements - Part 23: Static meters for reactive energy (classes 2 and 3)",1]
[null,"IEC 62053-31","Electricity metering equipment (a.c.) - Particular requirements - Part 31: Pulse output devices for electromechanical and electronic meters (two wires only)",1]
[null,"IEC 62053-52","Electricity metering equipment (AC) - Particular requirements - Part 52: Symbols",1]
[null,"IEC 62053-61","Electricity metering equipment (a.c.) - Particular requirements - Part 61: Power consumption and voltage requirements",1]
[null,"IEC 62054-11","Electricity metering (a.c.) - Tariff and load control - Part 11: Particular requirements for electronic ripple control receivers",1]
[null,"IEC 62054-21","Electricity metering (a.c.) - Tariff and load control - Part 21: Particular requirements for time switches",1]
[null,"IEC 62056-21","Electricity metering - Data exchange for meter reading, tariff and load control - Part 21: Direct local data exchange ",1]
[null,"IEC 62056-31","Electricity metering - Data exchange for meter reading, tariff and load control - Part 31: Use of local area networks on twisted pair with carrier signalling ",1]
[null,"IEC 62056-42","Electricity metering - Data exchange for meter reading, tariff and load control - Part 42: Physical layer services and procedures for connection-oriented asynchronous data exchange",1]
[null,"IEC 62056-46","Electricity metering - Data exchange for meter reading, tariff and load control - Part 46: Data link layer using HDLC protocol",1]
[null,"IEC 62056-47","Electricity metering - Data exchange for meter reading, tariff and load control - Part 47: COSEM transport layers for IPv4 networks",1]
[null,"IEC 62056-53","Electricity metering - Data exchange for meter reading, tariff and load control - Part 53: COSEM application layer",1]
[null,"IEC 62056-61","Electricity metering - Data exchange for meter reading, tariff and load control - Part 61: Object identification system (OBIS)",1]
[null,"IEC 62056-62","Electricity metering - Data exchange for meter reading, tariff and load control - Part 62: Interface classes",1]
[null,"IEC 62058-11","Electricity metering equipment (AC) - Acceptance inspection - Part 11: General acceptance inspection methods",1]
[null,"IEC 62058-21","Electricity metering equipment (AC) - Acceptance inspection - Part 21: Particular requirements for electromechanical meters for active energy (classes 0,5, 1 and 2)",1]
[null,"IEC 62058-3","Electricity metering equipment (AC) - Acceptance inspection - Part 31: Particular requirements for static meters for active energy (classes 0,2 S, 0,5 S, 1 and 2)",1]
[null,"IEC 62059-31-1","Electricity metering equipment - Dependability - Part 31-1: Accelerated reliability testing - Elevated temperature and humidity",1]
[null,"IEC/TR 61334-1-1","Distribution automation using distribution line carrier systems - Part 1: General considerations - Section 1: Distribution automation system architecture",1]
[null,"IEC/TR 61334-1-2","Distribution automation using distribution line carrier systems - Part 1-2: General considerations - Guide for specification",1]
[null,"IEC/TR 61334-1-4","Distribution automation using distribution line carrier systems - Part 1: General considerations - Section 4: Identification of data transmission parameters concerning medium and low-voltage distribution mains",1]
[null,"IEC/TR 62051","Electricity metering - Glossary of terms",1]
[null,"IEC/TR 62051-1","Electricity metering - Data exchange for meter reading, tariff and load control - Glossary of terms - Part 1: Terms related to data exchange with metering equipment using DLMS/COSEM",1]
[null,"IEC/TR 62059-11","Electricity metering equipment - Dependability - Part 11: General concepts ",1]
[null,"IEC/TR 62059-21","Electricity metering equipment - Dependability - Part 21: Collection of meter dependability data from the field ",1]
[null,"IEC/TS 61334-5-2","Distribution automation using distribution line carrier systems - Part 5-2: Lower layer profiles - Frequency shift keying (FSK) profile",1]
[null,"IEC/TS 61334-5-3","Distribution automation using distribution line carrier systems - Part 5-3: Lower-layer profiles - Spread spectrum adaptive wideband (SS-AW) profile",1]
[null,"IEC/TS 61334-5-4","Distribution automation using distribution line carrier systems - Part 5-4: Lower layer profiles - Multi-carrier modulation (MCM) profile",1]
[null,"IEC/TS 61334-5-5","Distribution automation using distribution line carrier systems - Part 5-5: Lower layer profiles - Spread spectrum - fast frequency hopping (SS-FFH) profile",1]
["Low","IEC 60495","Single sideband power-line carrier terminals",1]
[null,"IEC 61000-2-12","Electromagnetic compatibility (EMC) - Part 2-12: Environment - Compatibility levels for low-frequency conducted disturbances and signalling in public medium-voltage power supply systems ",1]
[null,"IEC 61000-2-2","Electromagnetic compatibility (EMC) - Part 2-2: Environment - Compatibility levels for low-frequency conducted disturbances and signalling in public low-voltage power supply systems ",1]
[null,"IEC 61000-3-11","Electromagnetic compatibility (EMC) - Part 3-11: Limits - Limitation of voltage changes, voltage fluctuations and flicker in public low-voltage supply systems - Equipment with rated current ? 75 A and subjet to conditional connection ",1]
[null,"IEC 61000-3-12","Electromagnetic compatibility (EMC) - Part 3-12: Limits - Limits for harmonic currents produced by equipment connected to public low-voltage systems with input current > 16 A and ? 75 A per phase ",1]
[null,"IEC 61000-3-2","Electromagnetic compatibility (EMC) - Part 3-2: Limits - Limits for harmonic current emissions (equipment input current ?16 A per phase) ",1]
[null,"IEC 61000-3-3","Electromagnetic compatibility (EMC) - Part 3-3: Limits - Limitation of voltage changes, voltage fluctuations and flicker in public low-voltage supply systems, for equipment with rated current ?16 A per phase and not subject to conditional connection",1]
[null,"IEC 61000-4-1","Electromagnetic compatibility (EMC) - Part 4-1: Testing and measurement techniques - Overview of IEC 61000-4 series",1]
[null,"IEC 61000-4-10","Electromagnetic compatibility (EMC) - Part 4: Testing and measurement techniques - Section 10: Damped oscillatory magnetic field immunity test. Basic EMC Publication",1]
[null,"IEC 61000-4-11","Electromagnetic compatibility (EMC) - Part 4-11: Testing and measurement techniques - Voltage dips, short interruptions and voltage variations immunity tests",1]
[null,"IEC 61000-4-12","Electromagnetic compatibility (EMC) - Part 4-12: Testing and measurement techniques - Ring wave immunity test ",1]
[null,"IEC 61000-4-13","Electromagnetic compatibility (EMC) - Part 4-13: Testing and measurement techniques - Harmonics and interharmonics including mains signalling at a.c. power port, low frequency immunity tests ",1]
[null,"IEC 61000-4-14","Electromagnetic compatibility (EMC) - Part 4-14: Testing and measurement techniques - Voltage fluctuation immunity test for equipment with input current not exceeding 16 A per phase",1]
[null,"IEC 61000-4-15","Electromagnetic compatibility (EMC) - Part 4-15: Testing and measurement techniques - Flickermeter - Functional and design specifications",1]
[null,"IEC 61000-4-16","Electromagnetic compatibility (EMC) - Part 4-16: Testing and measurement techniques - Test for immunity to conducted, common mode disturbances in the frequency range 0 Hz to 150 kHz ",1]
[null,"IEC 61000-4-17","Electromagnetic compatibility (EMC) - Part 4-17: Testing and measurement techniques - Ripple on d.c. input power port immunity test",1]
[null,"IEC 61000-4-18","Electromagnetic compatibility (EMC) - Part 4-18: Testing and measurement techniques - Damped oscillatory wave immunity test ",1]
[null,"IEC 61000-4-2","Electromagnetic compatibility (EMC) - Part 4-2: Testing and measurement techniques - Electrostatic discharge immunity test",1]
[null,"IEC 61000-4-20","Electromagnetic compatiility (EMC) - Part 4-20: Testing and measurement techniques - Emission and immunity testing in transverse electromagnetic (TEM) waveguides",1]
[null,"IEC 61000-4-21","Electromagnetic compatibility (EMC) - Part 4-21: Testing and measurement techniques - Reverberation chamber test methods",1]
[null,"IEC 61000-4-23","Electromagnetic compatibility (EMC) - Part 4-23: Testing and measurement techniques - Test methods for protective devices for HEMP and other radiated disturbances",1]
[null,"IEC 61000-4-24","Electromagnetic compatibility (EMC) - Part 4: Testing and measurement techniques - Section 24: Test methods for protective devices for HEMP conducted disturbance - Basic EMC Publication ",1]
[null,"IEC 61000-4-25","Electromagnetic compatibility (EMC) - Part 4-25: Testing and measurement techniques - HEMP immunity test methods for equipment and systems",1]
[null,"IEC 61000-4-27","Electromagnetic compatibility (EMC) - Part 4-27: Testing and measurement techniques - Unbalance, immunity test for equipment with input current not exceeding 16 A per phase",1]
[null,"IEC 61000-4-28","Electromagnetic compatibility (EMC) - Part 4-28: Testing and measurement techniques - Variation of power frequency, immunity test for equipment with input current not exceeding 16 A per phase",1]
[null,"IEC 61000-4-29 ","Electromagnetic compatibility (EMC) - Part 4-29: Testing and measurement techniques - Voltage dips, short interruptions and voltage variations on d.c. input power port immunity tests ",1]
[null,"IEC 61000-4-3","Electromagnetic compatibility (EMC) - Part 4-3: Testing and measurement techniques - Radiated, radio-frequency, electromagnetic field immunity test",1]
[null,"IEC 61000-4-30","Electromagnetic compatibility (EMC) - Part 4-30: Testing and measurement techniques - Power quality measurement methods",1]
[null,"IEC 61000-4-33","Electromagnetic compatibility (EMC) - Part 4-33: Testing and measurement techniques - Measurement methods for high-power transient parameters",1]
[null,"IEC 61000-4-34","Electromagnetic compatibility (EMC) - Part 4-34: Testing and measurement techniques - Voltage dips, short interruptions and voltage variations immunity tests for equipment with mains current more than 16 A per phase",1]
[null,"IEC 61000-4-4","Electromagnetic compatibility (EMC) - Part 4-4: Testing and measurement techniques - Electrical fast transient/burst immunity test",1]
[null,"IEC 61000-4-5","Electromagnetic compatibility (EMC) - Part 4-5: Testing and measurement techniques - Surge immunity test",1]
[null,"IEC 61000-4-6","Electromagnetic compatibility (EMC) - Part 4-6: Testing and measurement techniques - Immunity to conducted disturbances, induced by radio-frequency fields ",1]
[null,"IEC 61000-4-7","Electromagnetic compatibility (EMC) - Part 4-7: Testing and measurement techniques - General guide on harmonics and interharmonics measurements and instrumentation, for power supply systems and equipment connected thereto",1]
[null,"IEC 61000-4-8","Electromagnetic compatibility (EMC) - Part 4-8: Testing and measurement techniques - Power frequency magnetic field immunity test ",1]
[null,"IEC 61000-4-9","Electromagnetic compatibility (EMC) - Part 4: Testing and measurement techniques - Section 9: Pulse magnetic field immunity test. Basic EMC Publication",1]
[null,"IEC/TR 61000-3-15 (Project)","Electromagnetic compatibility (EMC) - Part 3-15: Limits - Assessment of low frequency electromagnetic immunity and emission requirements for dispersed generation systems in LV network",1]
[null,"IEC/TR 61000-3-6","Electromagnetic compatibility (EMC) - Part 3-6: Limits - Assessment of emission limits for the connection of distorting installations to MV, HV and EHV power systems",1]
[null,"IEC/TR 61000-3-7","Electromagnetic compatibility (EMC) - Part 3-7: Limits - Assessment of emission limits for the connection of fluctuating installations to MV, HV and EHV power systems ",1]
["Grand Total",null,null,129]

{"sheet":"Communication","index":4,"n_rows":11,"n_cols":4,"rows_kept":11,"cut":false,"hidden":false,"merged":[],"flags":["formulas_cached_only"]}
[]
["Communication","Communication"]
[]
["Count of Reference"]
["Relevance","Reference","Title","Total"]
["Medium","IEC/TR 62325-101","Framework for energy market communications - Part 101: General guidelines ",1]
[null,"IEC/TR 62325-102","Framework for energy market communications - Part 102: Energy market model example",1]
[null,"IEC/TR 62325-501","Framework for energy market communications - Part 501: General guidelines for use of ebXML",1]
[null,"IEC/TS 61085","General considerations for telecommunication services for electric power systems",1]
[null,"IEC/TS 62325-502","Framework for energy market communications - Part 502: Profile of ebXML",1]
["Grand Total",null,null,5]

{"sheet":"DA","index":5,"n_rows":59,"n_cols":4,"rows_kept":59,"cut":false,"hidden":false,"merged":[],"flags":["formulas_cached_only"]}
[]
["DA","DA"]
[]
["Count of Reference"]
["Relevance","Reference","Title","Total"]
["Core","IEC 61850-10","Communication networks and systems in substations - Part 10: Conformance testing",1]
[null,"IEC 61850-3","Communication networks and systems in substations - Part 3: General requirements",1]
[null,"IEC 61850-4","Communication networks and systems in substations - Part 4: System and project management ",1]
[null,"IEC 61850-5","Communication networks and systems in substations - Part 5: Communication requirements for functions and device models",1]
[null,"IEC 61850-6","Communication networks and systems for power utility automation - Part 6: Configuration description language for communication in electrical substations related to IEDs ",1]
[null,"IEC 61850-7-1","Communication networks and systems in substations - Part 7-1: Basic communication structure for substation and feeder equipment - Principles and models",1]
[null,"IEC 61850-7-2","Communication networks and systems for power utility automation - Part 7-2: Basic information and communication structure - Abstract communication service interface (ACSI)",1]
[null,"IEC 61850-7-3","Communication networks and systems in substations - Part 7-3: Basic communication structure for substation and feeder equipment - Common data classes",1]
[null,"IEC 61850-7-4","Communication networks and systems for power utility automation - Part 7-4: Basic communication structure - Compatible logical node classes and data object classes ",1]
[null,"IEC 61850-8-1","Communication networks and systems in substations - Part 8-1: Specific Communication Service Mapping (SCSM) - Mappings to MMS (ISO 9506-1 and ISO 9506-2) and to ISO/IEC 8802-3",1]
[null,"IEC 61850-9-1","Communication networks and systems in substations - Part 9-1: Specific Communication Service Mapping (SCSM) - Sampled values over serial unidirectional multidrop point to point link",1]
[null,"IEC 61850-9-2","Communication networks and systems in substations - Part 9-2: Specific Communication Service Mapping (SCSM) - Sampled values over ISO/IEC 8802-3 ",1]
[null,"IEC 61970-1","Energy management system application program interface (EMS-API) - Part 1: Guidelines and general requirements",1]
[null,"IEC 61970-2","Energy management system application program interface (EMS-API) - Part 2: Glossary",1]
[null,"IEC 61970-301","Energy management system application program interface (EMS-API) - Part 301: Common information model (CIM) base",1]
[null,"IEC 61970-401","Energy management system application program interface (EMS-API) - Part 401: Component interface specification (CIS) framework",1]
[null,"IEC 61970-402","Energy management system application program interface (EMS-API) - Part 402: Common services",1]
[null,"IEC 61970-403","Energy management system application program interface (EMS-API) - Part 403: Generic data access",1]
[null,"IEC 61970-404","Energy management system application program interface (EMS-API) - Part 404: High Speed Data Access (HSDA)",1]
[null,"IEC 61970-405","Energy management system application program interface (EMS-API) - Part 405: Generic Eventing and Subscription (GES)",2]
[null,"IEC 61970-407","Energy management system application program interface (EMS-API) - Part 407: Time Series Data Access (TSDA)",1]
[null,"IEC 61970-453","Energy management system application program interface (EMS-API) - Part 453: CIM based graphics exchange",1]
[null,"IEC 61970-501","Energy management system application program interface (EMS-API) - Part 501: Common Information Model Resource Description Framework (CIM RDF) schema",1]
[null,"IEC 62351-8 (project)","Power systems management and associated information exchange - Data and communications security - Part 8: Role-based access control",1]
[null,"IEC/TR 61850-1","Communication networks and systems in substations - Part 1: Introduction and overview ",1]
[null,"IEC/TS 61850-2","Communication networks and systems in substations - Part 2: Glossary ",1]
[null,"IEC/TS 62351-1","Power systems management and associated information exchange - Data and communications security - Part 1: Communication network and system security - Introduction to security issues",1]
[null,"IEC/TS 62351-2","Power systems management and associated information exchange - Data and communications security - Part 2: Glossary of terms",1]
[null,"IEC/TS 62351-3","Power systems management and associated information exchange - Data and communications security - Part 3: Communication network and system security - Profiles including TCP/IP",1]
[null,"IEC/TS 62351-4","Power systems management and associated information exchange - Data and communications security - Part 4: Profiles including MMS",1]
[null,"IEC/TS 62351-5","Power systems management and associated information exchange - Data and communications security - Part 5: Security for IEC 60870-5 and derivatives",1]
[null,"IEC/TS 62351-6","Power systems management and associated information exchange - Data and communications security - Part 6: Security for IEC 61850",1]
[null,"IEC/TS 62351-7","Power systems management and associated information exchange - Data and communications security - Part 7: Network and system management (NSM) data object models",1]
["High","IEC 60870-5-1","Telecontrol equipment and systems. Part 5: Transmission protocols - Section One: Transmission frame formats",1]
[null,"IEC 60870-5-101","Telecontrol equipment and systems - Part 5-101: Transmission protocols - Companion standard for basic telecontrol tasks",1]
[null,"IEC 60870-5-102","Telecontrol equipment and systems - Part 5: Transmission protocols - Section 102: Companion standard for the transmission of integrated totals in electric power systems",1]
[null,"IEC 60870-5-103","Telecontrol equipment and systems - Part 5-103: Transmission protocols - Companion standard for the informative interface of protection equipment ",1]
[null,"IEC 60870-5-104","Telecontrol equipment and systems - Part 5-104: Transmission protocols - Network access for IEC 60870-5-101 using standard transport profiles ",1]
[null,"IEC 60870-5-2","Telecontrol equipment and systems - Part 5: Transmission protocols - Section 2: Link transmission procedures",1]
[null,"IEC 60870-5-3","Telecontrol equipment and systems - Part 5: Transmission protocols - Section 3: General structure of application data",1]
[null,"IEC 60870-5-4","Telecontrol equipment and systems - Part 5: Transmission protocols - Section 4: Definition and coding of application information elements",1]
[null,"IEC 60870-5-5","Telecontrol equipment and systems - Part 5: Transmission protocols - Section 5: Basic application functions",1]
[null,"IEC 61850-7-410","Communication networks and systems for power utility automation - Part 7-410: Hydroelectric power plants - Communication for monitoring and control",1]
["Low","IEC 60255-24","Electrical relays - Part 24: Common format for transient data exchange (COMTRADE) for power systems",1]
[null,"IEC 61850-7-420","Communication networks and systems for power utility automation - Part 7-420: Basic communication structure - Distributed energy resources logical nodes ",1]
["Medium","IEC 61869-1","Instrument transformers - Part 1: General requirements",1]
[null,"IEC 61869-2 (project)","Instrument transformers - Part 2: Specific requirements for current transformers",1]
[null,"IEC 61869-3 (project)","Instrument transformers - Part 3: Specific requirements for inductive voltage transformers",1]
[null,"IEC 61869-4 (project)","Instrument transformers - Part 4: Specific requirement for combined transformers",1]
[null,"IEC 61869-5 (project)","Instrument transformers - Part 5: Specific requirements for Capacitive Voltage Transformers",1]
[null,"IEC 61869-7 (future)","Electronic Voltage Transformers",1]
[null,"IEC 61869-8 (future)","Electronic Current Transformers",1]
[null,"IEC 61869-9 (future)","Digital Interface for Instrument Transformers",1]
["Grand Total",null,null,54]

{"sheet":"DER","index":6,"n_rows":193,"n_cols":4,"rows_kept":193,"cut":false,"hidden":false,"merged":[],"flags":["formulas_cached_only"]}
[]
["DER","DER"]
[]
["Count of Reference"]
["Relevance","Reference","Title","Total"]
["Core","IEC 61850-10","Communication networks and systems in substations - Part 10: Conformance testing",1]
[null,"IEC 61850-3","Communication networks and systems in substations - Part 3: General requirements",1]
[null,"IEC 61850-4","Communication networks and systems in substations - Part 4: System and project management ",1]
[null,"IEC 61850-5","Communication networks and systems in substations - Part 5: Communication requirements for functions and device models",1]
[null,"IEC 61850-6","Communication networks and systems for power utility automation - Part 6: Configuration description language for communication in electrical substations related to IEDs ",1]
[null,"IEC 61850-7-1","Communication networks and systems in substations - Part 7-1: Basic communication structure for substation and feeder equipment - Principles and models",1]
[null,"IEC 61850-7-2","Communication networks and systems for power utility automation - Part 7-2: Basic information and communication structure - Abstract communication service interface (ACSI)",1]
[null,"IEC 61850-7-3","Communication networks and systems in substations - Part 7-3: Basic communication structure for substation and feeder equipment - Common data classes",1]
[null,"IEC 61850-7-4","Communication networks and systems for power utility automation - Part 7-4: Basic communication structure - Compatible logical node classes and data object classes ",1]
[null,"IEC 61850-8-1","Communication networks and systems in substations - Part 8-1: Specific Communication Service Mapping (SCSM) - Mappings to MMS (ISO 9506-1 and ISO 9506-2) and to ISO/IEC 8802-3",1]
[null,"IEC 61850-9-1","Communication networks and systems in substations - Part 9-1: Specific Communication Service Mapping (SCSM) - Sampled values over serial unidirectional multidrop point to point link",1]
[null,"IEC 61850-9-2","Communication networks and systems in substations - Part 9-2: Specific Communication Service Mapping (SCSM) - Sampled values over ISO/IEC 8802-3 ",1]
[null,"IEC 61968-1","Application integration at electric utilities - System interfaces for distribution management - Part 1: Interface architecture and general requirements ",1]
[null,"IEC 61968-11","Application integration at electric utilities - System interfaces for distribution management - Part 11: Common information model (CIM) extensions for distribution ",1]
[null,"IEC 61968-13","Application integration at electric utilities - System interfaces for distribution management - Part 13: CIM RDF Model exchange format for distribution",1]
[null,"IEC 61968-3","Application integration at electric utilities - System interfaces for distribution management - Part 3: Interface for network operations",1]
[null,"IEC 61968-4","Application integration at electric utilities - System interfaces for distribution management - Part 4: Interfaces for records and asset management ",1]
[null,"IEC 61968-8 (project)","Application integration at electric utilities - System interfaces for distribution management - Part 8: Interface Standard For Customer Support",1]
[null,"IEC 61968-9","Application integration at electric utilities - System interfaces for distribution management - Part 9: Interfaces for meter reading and control ",1]
[null,"IEC 61970-1","Energy management system application program interface (EMS-API) - Part 1: Guidelines and general requirements",1]
[null,"IEC 61970-2","Energy management system application program interface (EMS-API) - Part 2: Glossary",1]
[null,"IEC 61970-301","Energy management system application program interface (EMS-API) - Part 301: Common information model (CIM) base",1]
[null,"IEC 61970-401","Energy management system application program interface (EMS-API) - Part 401: Component interface specification (CIS) framework",1]
[null,"IEC 61970-402","Energy management system application program interface (EMS-API) - Part 402: Common services",1]
[null,"IEC 61970-403","Energy management system application program interface (EMS-API) - Part 403: Generic data access",1]
[null,"IEC 61970-404","Energy management system application program interface (EMS-API) - Part 404: High Speed Data Access (HSDA)",1]
[null,"IEC 61970-405","Energy management system application program interface (EMS-API) - Part 405: Generic Eventing and Subscription (GES)",2]
[null,"IEC 61970-407","Energy management system application program interface (EMS-API) - Part 407: Time Series Data Access (TSDA)",1]
[null,"IEC 61970-453","Energy management system application program interface (EMS-API) - Part 453: CIM based graphics exchange",1]
[null,"IEC 61970-501","Energy management system application program interface (EMS-API) - Part 501: Common Information Model Resource Description Framework (CIM RDF) schema",1]
[null,"IEC 62351-8 (project)","Power systems management and associated information exchange - Data and communications security - Part 8: Role-based access control",1]
[null,"IEC/TR 61850-1","Communication networks and systems in substations - Part 1: Introduction and overview ",1]
[null,"IEC/TS 61850-2","Communication networks and systems in substations - Part 2: Glossary ",1]
[null,"IEC/TS 61968-2","Application integration at electric utilities - System interfaces for distribution management - Part 2: Glossary",1]
[null,"IEC/TS 62351-1","Power systems management and associated information exchange - Data and communications security - Part 1: Communication network and system security - Introduction to security issues",1]
[null,"IEC/TS 62351-2","Power systems management and associated information exchange - Data and communications security - Part 2: Glossary of terms",1]
[null,"IEC/TS 62351-3","Power systems management and associated information exchange - Data and communications security - Part 3: Communication network and system security - Profiles including TCP/IP",1]
[null,"IEC/TS 62351-4","Power systems management and associated information exchange - Data and communications security - Part 4: Profiles including MMS",1]
[null,"IEC/TS 62351-5","Power systems management and associated information exchange - Data and communications security - Part 5: Security for IEC 60870-5 and derivatives",1]
[null,"IEC/TS 62351-6","Power systems management and associated information exchange - Data and communications security - Part 6: Security for IEC 61850",1]
[null,"IEC/TS 62351-7","Power systems management and associated information exchange - Data and communications security - Part 7: Network and system management (NSM) data object models",1]
["High","IEC 61400-1","Wind turbines - Part 1: Design requirements",1]
[null,"IEC 61400-11","Wind turbine generator systems - Part 11: Acoustic noise measurement techniques",1]
[null,"IEC 61400-12-1","Wind turbines - Part 12-1: Power performance measurements of electricity producing wind turbines",1]
[null,"IEC 61400-2","Wind turbines - Part 2: Design requirements for small wind turbines",1]
[null,"IEC 61400-21","Wind turbines - Part 21: Measurement and assessment of power quality characteristics of grid connected wind turbines",1]
[null,"IEC 61400-24","Wind turbines - Part 24: Lightning protection",1]
[null,"IEC 61400-25-1","Wind turbines - Part 25-1: Communications for monitoring and control of wind power plants - Overall description of principles and models",1]
[null,"IEC 61400-25-2","Wind turbines - Part 25-2: Communications for monitoring and control of wind power plants - Information models",1]
[null,"IEC 61400-25-3","Wind turbines - Part 25-3: Communications for monitoring and control of wind power plants - Information exchange models",1]
[null,"IEC 61400-25-4","Wind turbines - Part 25-4: Communications for monitoring and control of wind power plants - Mapping to communication profile",1]
[null,"IEC 61400-25-5","Wind turbines - Part 25-5: Communications for monitoring and control of wind power plants - Conformance testing ",1]
[null,"IEC 61400-3","Wind turbines - Part 3: Design requirements for offshore wind turbines",1]
[null,"IEC 61508-1","Functional safety of electrical/electronic/programmable electronic safety-related systems - Part 1: General requirements (see Functional Safety and IEC 61508)",1]
[null,"IEC 61508-2","Functional safety of electrical/electronic/programmable electronic safety-related systems - Part 2: Requirements for electrical/electronic/programmable electronic safety-related systems (see Functional Safety and IEC 61508)",1]
[null,"IEC 61508-3","Functional safety of electrical/electronic/programmable electronic safety-related systems - Part 3: Software requirements (see Functional Safety and IEC 61508)",1]
[null,"IEC 61508-4","Functional safety of electrical/electronic/programmable electronic safety-related systems - Part 4: Definitions and abbreviations (see Functional Safety and IEC 61508)",1]
[null,"IEC 61508-5","Functional safety of electrical/electronic/programmable electronic safety-related systems - Part 5: Examples of methods for the determination of safety integrity levels (see Functional Safety and IEC 61508)",1]
[null,"IEC 61508-6","Functional safety of electrical/electronic/programmable electronic safety-related systems - Part 6: Guidelines on the application of IEC 61508-2 and IEC 61508-3 (see Functional Safety and IEC 61508)",1]
[null,"IEC 61508-7","Functional safety of electrical/electronic/programmable electronic safety-related systems - Part 7: Overview of techniques and measures (see Functional Safety and IEC 61508)",1]
[null,"IEC 61850-7-410","Communication networks and systems for power utility automation - Part 7-410: Hydroelectric power plants - Communication for monitoring and control",1]
[null,"IEC 62052-11","Electricity metering equipment (AC) - General requirements, tests and test conditions - Part 11: Metering equipment ",1]
[null,"IEC 62052-21","Electricity metering equipment (a.c.) - General requirements, tests and test conditions - Part 21: Tariff and load control equipment ",1]
[null,"IEC 62052-31 (project)","Electricity metering equipment (AC) - General requirements, tests and test conditions - Part 31: Safety requirements",1]
[null,"IEC 62053-11","Electricity metering equipment (a.c.) - Particular requirements - Part 11: Electromechanical meters for active energy (classes 0, 5, 1 and 2)",1]
[null,"IEC 62053-21","Electricity metering equipment (a.c.) - Particular requirements - Part 21: Static meters for active energy (classes 1 and 2)",1]
[null,"IEC 62053-22","Electricity metering equipment (a.c.) - Particular Requirements - Part 22: Static meters for active energy (classes 0,2 S and 0,5 S)",1]
[null,"IEC 62053-23","Electricity metering equipment (a.c.) - Particular requirements - Part 23: Static meters for reactive energy (classes 2 and 3)",1]
[null,"IEC 62053-31","Electricity metering equipment (a.c.) - Particular requirements - Part 31: Pulse output devices for electromechanical and electronic meters (two wires only)",1]
[null,"IEC 62053-52","Electricity metering equipment (AC) - Particular requirements - Part 52: Symbols",1]
[null,"IEC 62053-61","Electricity metering equipment (a.c.) - Particular requirements - Part 61: Power consumption and voltage requirements",1]
[null,"IEC 62054-11","Electricity metering (a.c.) - Tariff and load control - Part 11: Particular requirements for electronic ripple control receivers",1]
[null,"IEC 62054-21","Electricity metering (a.c.) - Tariff and load control - Part 21: Particular requirements for time switches",1]
[null,"IEC 62056-21","Electricity metering - Data exchange for meter reading, tariff and load control - Part 21: Direct local data exchange ",1]
[null,"IEC 62056-31","Electricity metering - Data exchange for meter reading, tariff and load control - Part 31: Use of local area networks on twisted pair with carrier signalling ",1]
[null,"IEC 62056-42","Electricity metering - Data exchange for meter reading, tariff and load control - Part 42: Physical layer services and procedures for connection-oriented asynchronous data exchange",1]
[null,"IEC 62056-46","Electricity metering - Data exchange for meter reading, tariff and load control - Part 46: Data link layer using HDLC protocol",1]
[null,"IEC 62056-47","Electricity metering - Data exchange for meter reading, tariff and load control - Part 47: COSEM transport layers for IPv4 networks",1]
[null,"IEC 62056-53","Electricity metering - Data exchange for meter reading, tariff and load control - Part 53: COSEM application layer",1]
[null,"IEC 62056-61","Electricity metering - Data exchange for meter reading, tariff and load control - Part 61: Object identification system (OBIS)",1]
[null,"IEC 62056-62","Electricity metering - Data exchange for meter reading, tariff and load control - Part 62: Interface classes",1]
[null,"IEC 62058-11","Electricity metering equipment (AC) - Acceptance inspection - Part 11: General acceptance inspection methods",1]
[null,"IEC 62058-21","Electricity metering equipment (AC) - Acceptance inspection - Part 21: Particular requirements for electromechanical meters for active energy (classes 0,5, 1 and 2)",1]
[null,"IEC 62058-3","Electricity metering equipment (AC) - Acceptance inspection - Part 31: Particular requirements for static meters for active energy (classes 0,2 S, 0,5 S, 1 and 2)",1]
[null,"IEC 62059-31-1","Electricity metering equipment - Dependability - Part 31-1: Accelerated reliability testing - Elevated temperature and humidity",1]
[null,"IEC/TR 62051","Electricity metering - Glossary of terms",1]
[null,"IEC/TR 62051-1","Electricity metering - Data exchange for meter reading, tariff and load control - Glossary of terms - Part 1: Terms related to data exchange with metering equipment using DLMS/COSEM",1]
[null,"IEC/TR 62059-11","Electricity metering equipment - Dependability - Part 11: General concepts ",1]
[null,"IEC/TR 62059-21","Electricity metering equipment - Dependability - Part 21: Collection of meter dependability data from the field ",1]
[null,"IEC/TS 61400-13","Wind turbine generator systems - Part 13: Measurement of mechanical loads ",1]
[null,"IEC/TS 61400-14","Wind turbines - Part 14: Declaration of apparent sound power level and tonality values ",1]
[null,"IEC/TS 61400-23","Wind turbine generator systems - Part 23: Full-scale structural testing of rotor blades",1]
[null,"ISO 81400-4","Wind turbines - Part 4: Design and specification of gearboxes",1]
["Low","IEC 61000-2-12","Electromagnetic compatibility (EMC) - Part 2-12: Environment - Compatibility levels for low-frequency conducted disturbances and signalling in public medium-voltage power supply systems ",1]
[null,"IEC 61000-2-2","Electromagnetic compatibility (EMC) - Part 2-2: Environment - Compatibility levels for low-frequency conducted disturbances and signalling in public low-voltage power supply systems ",1]
[null,"IEC 61000-3-11","Electromagnetic compatibility (EMC) - Part 3-11: Limits - Limitation of voltage changes, voltage fluctuations and flicker in public low-voltage supply systems - Equipment with rated current ? 75 A and subjet to conditional connection ",1]
[null,"IEC 61000-3-12","Electromagnetic compatibility (EMC) - Part 3-12: Limits - Limits for harmonic currents produced by equipment connected to public low-voltage systems with input current > 16 A and ? 75 A per phase ",1]
[null,"IEC 61000-3-2","Electromagnetic compatibility (EMC) - Part 3-2: Limits - Limits for harmonic current emissions (equipment input current ?16 A per phase) ",1]
[null,"IEC 61000-3-3","Electromagnetic compatibility (EMC) - Part 3-3: Limits - Limitation of voltage changes, voltage fluctuations and flicker in public low-voltage supply systems, for equipment with rated current ?16 A per phase and not subject to conditional connection",1]
[null,"IEC 61000-4-1","Electromagnetic compatibility (EMC) - Part 4-1: Testing and measurement techniques - Overview of IEC 61000-4 series",1]
[null,"IEC 61000-4-10","Electromagnetic compatibility (EMC) - Part 4: Testing and measurement techniques - Section 10: Damped oscillatory magnetic field immunity test. Basic EMC Publication",1]
[null,"IEC 61000-4-11","Electromagnetic compatibility (EMC) - Part 4-11: Testing and measurement techniques - Voltage dips, short interruptions and voltage variations immunity tests",1]
[null,"IEC 61000-4-12","Electromagnetic compatibility (EMC) - Part 4-12: Testing and measurement techniques - Ring wave immunity test ",1]
[null,"IEC 61000-4-13","Electromagnetic compatibility (EMC) - Part 4-13: Testing and measurement techniques - Harmonics and interharmonics including mains signalling at a.c. power port, low frequency immunity tests ",1]
[null,"IEC 61000-4-14","Electromagnetic compatibility (EMC) - Part 4-14: Testing and measurement techniques - Voltage fluctuation immunity test for equipment with input current not exceeding 16 A per phase",1]
[null,"IEC 61000-4-15","Electromagnetic compatibility (EMC) - Part 4-15: Testing and measurement techniques - Flickermeter - Functional and design specifications",1]
[null,"IEC 61000-4-16","Electromagnetic compatibility (EMC) - Part 4-16: Testing and measurement techniques - Test for immunity to conducted, common mode disturbances in the frequency range 0 Hz to 150 kHz ",1]
[null,"IEC 61000-4-17","Electromagnetic compatibility (EMC) - Part 4-17: Testing and measurement techniques - Ripple on d.c. input power port immunity test",1]
[null,"IEC 61000-4-18","Electromagnetic compatibility (EMC) - Part 4-18: Testing and measurement techniques - Damped oscillatory wave immunity test ",1]
[null,"IEC 61000-4-2","Electromagnetic compatibility (EMC) - Part 4-2: Testing and measurement techniques - Electrostatic discharge immunity test",1]
[null,"IEC 61000-4-20","Electromagnetic compatiility (EMC) - Part 4-20: Testing and measurement techniques - Emission and immunity testing in transverse electromagnetic (TEM) waveguides",1]
[null,"IEC 61000-4-21","Electromagnetic compatibility (EMC) - Part 4-21: Testing and measurement techniques - Reverberation chamber test methods",1]
[null,"IEC 61000-4-23","Electromagnetic compatibility (EMC) - Part 4-23: Testing and measurement techniques - Test methods for protective devices for HEMP and other radiated disturbances",1]
[null,"IEC 61000-4-24","Electromagnetic compatibility (EMC) - Part 4: Testing and measurement techniques - Section 24: Test methods for protective devices for HEMP conducted disturbance - Basic EMC Publication ",1]
[null,"IEC 61000-4-25","Electromagnetic compatibility (EMC) - Part 4-25: Testing and measurement techniques - HEMP immunity test methods for equipment and systems",1]
[null,"IEC 61000-4-27","Electromagnetic compatibility (EMC) - Part 4-27: Testing and measurement techniques - Unbalance, immunity test for equipment with input current not exceeding 16 A per phase",1]
[null,"IEC 61000-4-28","Electromagnetic compatibility (EMC) - Part 4-28: Testing and measurement techniques - Variation of power frequency, immunity test for equipment with input current not exceeding 16 A per phase",1]
[null,"IEC 61000-4-29 ","Electromagnetic compatibility (EMC) - Part 4-29: Testing and measurement techniques - Voltage dips, short interruptions and voltage variations on d.c. input power port immunity tests ",1]
[null,"IEC 61000-4-3","Electromagnetic compatibility (EMC) - Part 4-3: Testing and measurement techniques - Radiated, radio-frequency, electromagnetic field immunity test",1]
[null,"IEC 61000-4-30","Electromagnetic compatibility (EMC) - Part 4-30: Testing and measurement techniques - Power quality measurement methods",1]
[null,"IEC 61000-4-33","Electromagnetic compatibility (EMC) - Part 4-33: Testing and measurement techniques - Measurement methods for high-power transient parameters",1]
[null,"IEC 61000-4-34","Electromagnetic compatibility (EMC) - Part 4-34: Testing and measurement techniques - Voltage dips, short interruptions and voltage variations immunity tests for equipment with mains current more than 16 A per phase",1]
[null,"IEC 61000-4-4","Electromagnetic compatibility (EMC) - Part 4-4: Testing and measurement techniques - Electrical fast transient/burst immunity test",1]
[null,"IEC 61000-4-5","Electromagnetic compatibility (EMC) - Part 4-5: Testing and measurement techniques - Surge immunity test",1]
[null,"IEC 61000-4-6","Electromagnetic compatibility (EMC) - Part 4-6: Testing and measurement techniques - Immunity to conducted disturbances, induced by radio-frequency fields ",1]
[null,"IEC 61000-4-7","Electromagnetic compatibility (EMC) - Part 4-7: Testing and measurement techniques - General guide on harmonics and interharmonics measurements and instrumentation, for power supply systems and equipment connected thereto",1]
[null,"IEC 61000-4-8","Electromagnetic compatibility (EMC) - Part 4-8: Testing and measurement techniques - Power frequency magnetic field immunity test ",1]
[null,"IEC 61000-4-9","Electromagnetic compatibility (EMC) - Part 4: Testing and measurement techniques - Section 9: Pulse magnetic field immunity test. Basic EMC Publication",1]
[null,"IEC 61508-1","Functional safety of electrical/electronic/programmable electronic safety-related systems - Part 1: General requirements (see Functional Safety and IEC 61508)",1]
[null,"IEC 61508-2","Functional safety of electrical/electronic/programmable electronic safety-related systems - Part 2: Requirements for electrical/electronic/programmable electronic safety-related systems (see Functional Safety and IEC 61508)",1]
[null,"IEC 61508-3","Functional safety of electrical/electronic/programmable electronic safety-related systems - Part 3: Software requirements (see Functional Safety and IEC 61508)",1]
[null,"IEC 61508-4","Functional safety of electrical/electronic/programmable electronic safety-related systems - Part 4: Definitions and abbreviations (see Functional Safety and IEC 61508)",1]
[null,"IEC 61508-5","Functional safety of electrical/electronic/programmable electronic safety-related systems - Part 5: Examples of methods for the determination of safety integrity levels (see Functional Safety and IEC 61508)",1]
[null,"IEC 61508-6","Functional safety of electrical/electronic/programmable electronic safety-related systems - Part 6: Guidelines on the application of IEC 61508-2 and IEC 61508-3 (see Functional Safety and IEC 61508)",1]
[null,"IEC 61508-7","Functional safety of electrical/electronic/programmable electronic safety-related systems - Part 7: Overview of techniques and measures (see Functional Safety and IEC 61508)",1]
[null,"IEC 61850-7-420","Communication networks and systems for power utility automation - Part 7-420: Basic communication structure - Distributed energy resources logical nodes ",1]
[null,"IEC 62282-2","Fuel cell technologies - Part 2: Fuel cell modules",1]
[null,"IEC 62282-3-1","Fuel cell technologies - Part 3-1: Stationary fuel cell power systems - Safety",1]
[null,"IEC 62282-3-2","Fuel cell technologies - Part 3-2: Stationary fuel cell power systems - Performance test methods ",1]
[null,"IEC 62282-3-3","Fuel cell technologies - Part 3-3: Stationary fuel cell power systems - Installation",1]
[null,"IEC 62282-5-1","Fuel cell technologies - Part 5-1: Portable fuel cell power systems - Safety ",1]
[null,"IEC 62282-6-200","Fuel cell technologies - Part 6-200: Micro fuel cell power systems - Performance test methods",1]
[null,"IEC 62282-6-300","Fuel cell technologies - Part 6-300: Micro fuel cell power systems - Fuel cartridge interchangeability",1]
[null,"IEC/TR 61000-3-15 (Project)","Electromagnetic compatibility (EMC) - Part 3-15: Limits - Assessment of low frequency electromagnetic immunity and emission requirements for dispersed generation systems in LV network",1]
[null,"IEC/TR 61000-3-6","Electromagnetic compatibility (EMC) - Part 3-6: Limits - Assessment of emission limits for the connection of distorting installations to MV, HV and EHV power systems",1]
[null,"IEC/TR 61000-3-7","Electromagnetic compatibility (EMC) - Part 3-7: Limits - Assessment of emission limits for the connection of fluctuating installations to MV, HV and EHV power systems ",1]
[null,"IEC/TS 62282-1","Fuel cell technologies - Part 1: Terminology",1]
[null,"IEC/TS 62600 (project)","Marine energy - Wave, tidal and other water current converters - Part 1: Terminology",1]
[null,"IEC/TS 62600-100 (project)","Marine energy - Wave, tidal and other water current converters - Part 100: Power performance assessment of electricity producing wave energy converters",1]
[null,"IEC/TS 62600-200 (project)","Marine energy - Wave, tidal and other water current converters - Part 200: The assessment of performance of tidal energy converters",1]
["Medium","IEC 60364-4-41","Low-voltage electrical installations - Part 4-41: Protection for safety - Protection against electric shock",1]
[null,"IEC 60364-5-51","Electrical installations of buildings - Part 5-51: Selection and erection of electrical equipment - Common rules",1]
[null,"IEC 60364-5-53","Electrical installations of buildings - Part 5-53: Selection and erection of electrical equipment - Isolation, switching and control",1]
[null,"IEC 60364-5-54","Electrical installations of buildings - Part 5-54: Selection and erection of electrical equipment - Earthing arrangements, protective conductors and protective bonding conductors",1]
[null,"IEC 60364-5-55","Electrical installations of buildings - Part 5-55: Selection and erection of electrical equipment - Other equipment",1]
[null,"IEC 60904-1","Photovoltaic devices - Part 1: Measurement of photovoltaic current-voltage characteristics",1]
[null,"IEC 60904-10","Photovoltaic devices - Part 10: Methods of linearity measurement",1]
[null,"IEC 60904-2","Photovoltaic devices - Part 2: Requirements for reference solar devices",1]
[null,"IEC 60904-3","Photovoltaic devices - Part 3: Measurement principles for terrestrial photovoltaic (PV) solar devices with reference spectral irradiance data",1]
[null,"IEC 60904-4","Photovoltaic devices - Part 4: Reference solar devices - Procedures for establishing calibration traceability",1]
[null,"IEC 60904-5","Photovoltaic devices - Part 5: Determination of the equivalent cell temperature (ECT) of photovoltaic (PV) devices by the open-circuit voltage method",1]
[null,"IEC 60904-7","Photovoltaic devices - Part 7: Computation of the spectral mismatch correction for measurements of photovoltaic devices",1]
[null,"IEC 60904-8","Photovoltaic devices - Part 8: Measurement of spectral response of a photovoltaic (PV) device",1]
[null,"IEC 60904-9","Photovoltaic devices - Part 9: Solar simulator performance requirements",1]
[null,"IEC 61194","Characteristic parameters of stand-alone photovoltaic (PV) systems",1]
[null,"IEC 61724","Photovoltaic system performance monitoring - Guidelines for measurement",1]
[null,"IEC 61727","Photovoltaic (PV) systems - Characteristics of the utility interface ",1]
[null,"IEC 61730-1","Photovoltaic (PV) module safety qualification - Part 1: Requirements for construction",1]
[null,"IEC 61730-2","Photovoltaic (PV) module safety qualification - Part 2: Requirements for testing ",1]
[null,"IEC/TS 61836","Solar photovoltaic energy systems - Terms definitions and symbols",1]
[null,"IEC/TS 62257-1","Recommendations for small renewable energy and hybrid systems for rural electrification - Part 1: General introduction to rural electrification",1]
[null,"IEC/TS 62257-12-1","Recommendations for small renewable energy and hybrid systems for rural electrification - Part 12-1: Selection of self-ballasted lamps (CFL) for rural electrification systems and recommendations for household lighting equipment ",1]
[null,"IEC/TS 62257-2","Recommendations for small renewable energy and hybrid systems for rural electrification - Part 2: From requirements to a range of electrification systems",1]
[null,"IEC/TS 62257-3","Recommendations for small renewable energy and hybrid systems for rural electrification - Part 3: Project development and management",1]
[null,"IEC/TS 62257-4","Recommendations for small renewable energy and hybrid systems for rural electrification - Part 4: System selection and design",1]
[null,"IEC/TS 62257-5","Recommendations for small renewable energy and hybrid systems for rural electrification - Part 5: Protection against electrical hazards",1]
[null,"IEC/TS 62257-6","Recommendations for small renewable energy and hybrid systems for rural electrification - Part 6: Acceptance, operation, maintenance and replacement",1]
[null,"IEC/TS 62257-7","Recommendations for small renewable energy and hybrid systems for rural electrification - Part 7: Generators",1]
[null,"IEC/TS 62257-7-1","Recommendations for small renewable energy and hybrid systems for rural electrification - Part 7-1: Generators - Photovoltaic generators",1]
[null,"IEC/TS 62257-7-3","Recommendations for small renewable energy and hybrid systems for rural electrification - Part 7-3: Generator set - Selection of generator sets for rural electrification systems",1]
[null,"IEC/TS 62257-8-1","Recommendations for small renewable energy and hybrid systems for rural electrification - Part 8-1: Selection of batteries and battery management systems for stand-alone electrification systems - Specific case of automotive flooded lead-acid batteries ava",1]
[null,"IEC/TS 62257-9-1","Recommendations for small renewable energy and hybrid systems for rural electrification - Part 9-1: Micropower systems",1]
[null,"IEC/TS 62257-9-2","Recommendations for small renewable energy and hybrid systems for rural electrification - Part 9-2: Microgrids",1]
[null,"IEC/TS 62257-9-3","Recommendations for small renewable energy and hybrid systems for rural electrification - Part 9-3: Integrated system - User interface",1]
[null,"IEC/TS 62257-9-4","Recommendations for small renewable energy and hybrid systems for rural electrification - Part 9-4: Integrated system - Userinstallation",1]
[null,"IEC/TS 62257-9-5","Recommendations for small renewable energy and hybrid systems for rural electrification - Part 9-5: Integrated system - Selection of portable PV lanterns for rural electrification projects",1]
[null,"IEC/TS 62257-9-6","Recommendations for small renewable energy and hybrid systems for rural electrification - Part 9-6: Integrated system - Selection of Photovoltaic Individual Electrification Systems (PV-IES)",1]
["Grand Total",null,null,188]

{"sheet":"DMS","index":7,"n_rows":123,"n_cols":4,"rows_kept":123,"cut":false,"hidden":false,"merged":[],"flags":["formulas_cached_only"]}
[]
["DMS","DMS"]
[]
["Count of Reference"]
["Relevance","Reference","Title","Total"]
["Core","IEC 61850-10","Communication networks and systems in substations - Part 10: Conformance testing",1]
[null,"IEC 61850-3","Communication networks and systems in substations - Part 3: General requirements",1]
[null,"IEC 61850-4","Communication networks and systems in substations - Part 4: System and project management ",1]
[null,"IEC 61850-5","Communication networks and systems in substations - Part 5: Communication requirements for functions and device models",1]
[null,"IEC 61850-6","Communication networks and systems for power utility automation - Part 6: Configuration description language for communication in electrical substations related to IEDs ",1]
[null,"IEC 61850-7-1","Communication networks and systems in substations - Part 7-1: Basic communication structure for substation and feeder equipment - Principles and models",1]
[null,"IEC 61850-7-2","Communication networks and systems for power utility automation - Part 7-2: Basic information and communication structure - Abstract communication service interface (ACSI)",1]
[null,"IEC 61850-7-3","Communication networks and systems in substations - Part 7-3: Basic communication structure for substation and feeder equipment - Common data classes",1]
[null,"IEC 61850-7-4","Communication networks and systems for power utility automation - Part 7-4: Basic communication structure - Compatible logical node classes and data object classes ",1]
[null,"IEC 61850-8-1","Communication networks and systems in substations - Part 8-1: Specific Communication Service Mapping (SCSM) - Mappings to MMS (ISO 9506-1 and ISO 9506-2) and to ISO/IEC 8802-3",1]
[null,"IEC 61850-9-1","Communication networks and systems in substations - Part 9-1: Specific Communication Service Mapping (SCSM) - Sampled values over serial unidirectional multidrop point to point link",1]
[null,"IEC 61850-9-2","Communication networks and systems in substations - Part 9-2: Specific Communication Service Mapping (SCSM) - Sampled values over ISO/IEC 8802-3 ",1]
[null,"IEC 61968-1","Application integration at electric utilities - System interfaces for distribution management - Part 1: Interface architecture and general requirements ",1]
[null,"IEC 61968-11","Application integration at electric utilities - System interfaces for distribution management - Part 11: Common information model (CIM) extensions for distribution ",1]
[null,"IEC 61968-13","Application integration at electric utilities - System interfaces for distribution management - Part 13: CIM RDF Model exchange format for distribution",1]
[null,"IEC 61968-3","Application integration at electric utilities - System interfaces for distribution management - Part 3: Interface for network operations",1]
[null,"IEC 61968-4","Application integration at electric utilities - System interfaces for distribution management - Part 4: Interfaces for records and asset management ",1]
[null,"IEC 61968-8 (project)","Application integration at electric utilities - System interfaces for distribution management - Part 8: Interface Standard For Customer Support",1]
[null,"IEC 61968-9","Application integration at electric utilities - System interfaces for distribution management - Part 9: Interfaces for meter reading and control ",1]
[null,"IEC 61970-1","Energy management system application program interface (EMS-API) - Part 1: Guidelines and general requirements",2]
[null,"IEC 61970-2","Energy management system application program interface (EMS-API) - Part 2: Glossary",1]
[null,"IEC 61970-301","Energy management system application program interface (EMS-API) - Part 301: Common information model (CIM) base",2]
[null,"IEC 61970-401","Energy management system application program interface (EMS-API) - Part 401: Component interface specification (CIS) framework",1]
[null,"IEC 61970-402","Energy management system application program interface (EMS-API) - Part 402: Common services",2]
[null,"IEC 61970-403","Energy management system application program interface (EMS-API) - Part 403: Generic data access",2]
[null,"IEC 61970-404","Energy management system application program interface (EMS-API) - Part 404: High Speed Data Access (HSDA)",2]
[null,"IEC 61970-405","Energy management system application program interface (EMS-API) - Part 405: Generic Eventing and Subscription (GES)",3]
[null,"IEC 61970-407","Energy management system application program interface (EMS-API) - Part 407: Time Series Data Access (TSDA)",2]
[null,"IEC 61970-453","Energy management system application program interface (EMS-API) - Part 453: CIM based graphics exchange",2]
[null,"IEC 61970-501","Energy management system application program interface (EMS-API) - Part 501: Common Information Model Resource Description Framework (CIM RDF) schema",1]
[null,null,"Energy management system application program interface (EMS-API) - Part 501: Common Information Model Resource Description Framework (CIM RDF) schema ",1]
[null,"IEC 62351-8 (project)","Power systems management and associated information exchange - Data and communications security - Part 8: Role-based access control",1]
[null,"IEC/TR 61850-1","Communication networks and systems in substations - Part 1: Introduction and overview ",1]
[null,"IEC/TR 62357","Power system control and associated communications - Reference architecture for object models, services and protocols",1]
[null,"IEC/TS 61850-2","Communication networks and systems in substations - Part 2: Glossary ",1]
[null,"IEC/TS 61968-2","Application integration at electric utilities - System interfaces for distribution management - Part 2: Glossary",1]
[null,"IEC/TS 61970-2","Energy management system application program interface (EMS-API) - Part 2: Glossary",1]
[null,"IEC/TS 61970-401","Energy management system application program interface (EMS-API) - Part 401: Component interface specification (CIS) framework",1]
[null,"IEC/TS 62351-1","Power systems management and associated information exchange - Data and communications security - Part 1: Communication network and system security - Introduction to security issues",1]
[null,"IEC/TS 62351-2","Power systems management and associated information exchange - Data and communications security - Part 2: Glossary of terms",1]
[null,"IEC/TS 62351-3","Power systems management and associated information exchange - Data and communications security - Part 3: Communication network and system security - Profiles including TCP/IP",1]
[null,"IEC/TS 62351-4","Power systems management and associated information exchange - Data and communications security - Part 4: Profiles including MMS",1]
[null,"IEC/TS 62351-5","Power systems management and associated information exchange - Data and communications security - Part 5: Security for IEC 60870-5 and derivatives",1]
[null,"IEC/TS 62351-6","Power systems management and associated information exchange - Data and communications security - Part 6: Security for IEC 61850",1]
[null,"IEC/TS 62351-7","Power systems management and associated information exchange - Data and communications security - Part 7: Network and system management (NSM) data object models",1]
["High","IEC 60870-5-1","Telecontrol equipment and systems. Part 5: Transmission protocols - Section One: Transmission frame formats",1]
[null,"IEC 60870-5-101","Telecontrol equipment and systems - Part 5-101: Transmission protocols - Companion standard for basic telecontrol tasks",1]
[null,"IEC 60870-5-102","Telecontrol equipment and systems - Part 5: Transmission protocols - Section 102: Companion standard for the transmission of integrated totals in electric power systems",1]
[null,"IEC 60870-5-103","Telecontrol equipment and systems - Part 5-103: Transmission protocols - Companion standard for the informative interface of protection equipment ",1]
[null,"IEC 60870-5-104","Telecontrol equipment and systems - Part 5-104: Transmission protocols - Network access for IEC 60870-5-101 using standard transport profiles ",1]
[null,"IEC 60870-5-2","Telecontrol equipment and systems - Part 5: Transmission protocols - Section 2: Link transmission procedures",1]
[null,"IEC 60870-5-3","Telecontrol equipment and systems - Part 5: Transmission protocols - Section 3: General structure of application data",1]
[null,"IEC 60870-5-4","Telecontrol equipment and systems - Part 5: Transmission protocols - Section 4: Definition and coding of application information elements",1]
[null,"IEC 60870-5-5","Telecontrol equipment and systems - Part 5: Transmission protocols - Section 5: Basic application functions",1]
[null,"IEC 60870-6-2","Telecontrol equipment and systems - Part 6: Telecontrol protocols compatible with ISO standards and ITU-T recommendations - Section 2: Use of basic standards (OSI layers 1-4)",1]
[null,"IEC 60870-6-501","Telecontrol equipment and systems - Part 6: Telecontrol protocols compatible with ISO standards and ITU-T recommendations - Section 501: TASE.1 Service definitions",1]
[null,"IEC 60870-6-502","Telecontrol equipment and systems - Part 6: Telecontrol protocols compatible with ISO standards and ITU-T recommendations - Section 502: TASE.1 Protocol definitions",1]
[null,"IEC 60870-6-503","Telecontrol equipment and systems - Part 6-503: Telecontrol protocols compatible with ISO standards and ITU-T recommendations - TASE.2 Services and protocol",1]
[null,"IEC 60870-6-601","Telecontrol equipment and systems - Part 6: Telecontrol protocol s compatible with ISO standards and ITU-T recommendations - Sect ion 601: Functional profile for providing the connection-oriente d transport service in an end system connected via permanent",1]
[null,"IEC 60870-6-701","Telecontrol equipment and systems - Part 6-701: Telecontrol protocols compatible with ISO standards and ITU-T recommendations - Functional profile for providing the TASE.1 application service in end systems",1]
[null,"IEC 60870-6-702","Telecontrol equipment and systems - Part 6-702: Telecontrol protocols compatible with ISO standards and ITU-T recommendations - Functional profile for providing the TASE.2 application service in end systems",1]
[null,"IEC 60870-6-802","Telecontrol equipment and systems - Part 6-802: Telecontrol protocols compatible with ISO standards and ITU-T recommendations - TASE.2 Object models",1]
[null,"IEC 61400-1","Wind turbines - Part 1: Design requirements",1]
[null,"IEC 61400-11","Wind turbine generator systems - Part 11: Acoustic noise measurement techniques",1]
[null,"IEC 61400-12-1","Wind turbines - Part 12-1: Power performance measurements of electricity producing wind turbines",1]
[null,"IEC 61400-2","Wind turbines - Part 2: Design requirements for small wind turbines",1]
[null,"IEC 61400-21","Wind turbines - Part 21: Measurement and assessment of power quality characteristics of grid connected wind turbines",1]
[null,"IEC 61400-24","Wind turbines - Part 24: Lightning protection",1]
[null,"IEC 61400-25-1","Wind turbines - Part 25-1: Communications for monitoring and control of wind power plants - Overall description of principles and models",1]
[null,"IEC 61400-25-2","Wind turbines - Part 25-2: Communications for monitoring and control of wind power plants - Information models",1]
[null,"IEC 61400-25-3","Wind turbines - Part 25-3: Communications for monitoring and control of wind power plants - Information exchange models",1]
[null,"IEC 61400-25-4","Wind turbines - Part 25-4: Communications for monitoring and control of wind power plants - Mapping to communication profile",1]
[null,"IEC 61400-25-5","Wind turbines - Part 25-5: Communications for monitoring and control of wind power plants - Conformance testing ",1]
[null,"IEC 61400-3","Wind turbines - Part 3: Design requirements for offshore wind turbines",1]
[null,"IEC 61508-1","Functional safety of electrical/electronic/programmable electronic safety-related systems - Part 1: General requirements (see Functional Safety and IEC 61508)",1]
[null,"IEC 61508-2","Functional safety of electrical/electronic/programmable electronic safety-related systems - Part 2: Requirements for electrical/electronic/programmable electronic safety-related systems (see Functional Safety and IEC 61508)",1]
[null,"IEC 61508-3","Functional safety of electrical/electronic/programmable electronic safety-related systems - Part 3: Software requirements (see Functional Safety and IEC 61508)",1]
[null,"IEC 61508-4","Functional safety of electrical/electronic/programmable electronic safety-related systems - Part 4: Definitions and abbreviations (see Functional Safety and IEC 61508)",1]
[null,"IEC 61508-5","Functional safety of electrical/electronic/programmable electronic safety-related systems - Part 5: Examples of methods for the determination of safety integrity levels (see Functional Safety and IEC 61508)",1]
[null,"IEC 61508-6","Functional safety of electrical/electronic/programmable electronic safety-related systems - Part 6: Guidelines on the application of IEC 61508-2 and IEC 61508-3 (see Functional Safety and IEC 61508)",1]
[null,"IEC 61508-7","Functional safety of electrical/electronic/programmable electronic safety-related systems - Part 7: Overview of techniques and measures (see Functional Safety and IEC 61508)",1]
[null,"IEC 61850-7-410","Communication networks and systems for power utility automation - Part 7-410: Hydroelectric power plants - Communication for monitoring and control",1]
[null,"IEC 62052-11","Electricity metering equipment (AC) - General requirements, tests and test conditions - Part 11: Metering equipment ",1]
[null,"IEC 62052-21","Electricity metering equipment (a.c.) - General requirements, tests and test conditions - Part 21: Tariff and load control equipment ",1]
[null,"IEC 62052-31 (project)","Electricity metering equipment (AC) - General requirements, tests and test conditions - Part 31: Safety requirements",1]
[null,"IEC 62053-11","Electricity metering equipment (a.c.) - Particular requirements - Part 11: Electromechanical meters for active energy (classes 0, 5, 1 and 2)",1]
[null,"IEC 62053-21","Electricity metering equipment (a.c.) - Particular requirements - Part 21: Static meters for active energy (classes 1 and 2)",1]
[null,"IEC 62053-22","Electricity metering equipment (a.c.) - Particular Requirements - Part 22: Static meters for active energy (classes 0,2 S and 0,5 S)",1]
[null,"IEC 62053-23","Electricity metering equipment (a.c.) - Particular requirements - Part 23: Static meters for reactive energy (classes 2 and 3)",1]
[null,"IEC 62053-31","Electricity metering equipment (a.c.) - Particular requirements - Part 31: Pulse output devices for electromechanical and electronic meters (two wires only)",1]
[null,"IEC 62053-52","Electricity metering equipment (AC) - Particular requirements - Part 52: Symbols",1]
[null,"IEC 62053-61","Electricity metering equipment (a.c.) - Particular requirements - Part 61: Power consumption and voltage requirements",1]
[null,"IEC 62054-11","Electricity metering (a.c.) - Tariff and load control - Part 11: Particular requirements for electronic ripple control receivers",1]
[null,"IEC 62054-21","Electricity metering (a.c.) - Tariff and load control - Part 21: Particular requirements for time switches",1]
[null,"IEC 62056-21","Electricity metering - Data exchange for meter reading, tariff and load control - Part 21: Direct local data exchange ",1]
[null,"IEC 62056-31","Electricity metering - Data exchange for meter reading, tariff and load control - Part 31: Use of local area networks on twisted pair with carrier signalling ",1]
[null,"IEC 62056-42","Electricity metering - Data exchange for meter reading, tariff and load control - Part 42: Physical layer services and procedures for connection-oriented asynchronous data exchange",1]
[null,"IEC 62056-46","Electricity metering - Data exchange for meter reading, tariff and load control - Part 46: Data link layer using HDLC protocol",1]
[null,"IEC 62056-47","Electricity metering - Data exchange for meter reading, tariff and load control - Part 47: COSEM transport layers for IPv4 networks",1]
[null,"IEC 62056-53","Electricity metering - Data exchange for meter reading, tariff and load control - Part 53: COSEM application layer",1]
[null,"IEC 62056-61","Electricity metering - Data exchange for meter reading, tariff and load control - Part 61: Object identification system (OBIS)",1]
[null,"IEC 62056-62","Electricity metering - Data exchange for meter reading, tariff and load control - Part 62: Interface classes",1]
[null,"IEC 62058-11","Electricity metering equipment (AC) - Acceptance inspection - Part 11: General acceptance inspection methods",1]
[null,"IEC 62058-21","Electricity metering equipment (AC) - Acceptance inspection - Part 21: Particular requirements for electromechanical meters for active energy (classes 0,5, 1 and 2)",1]
[null,"IEC 62058-3","Electricity metering equipment (AC) - Acceptance inspection - Part 31: Particular requirements for static meters for active energy (classes 0,2 S, 0,5 S, 1 and 2)",1]
[null,"IEC 62059-31-1","Electricity metering equipment - Dependability - Part 31-1: Accelerated reliability testing - Elevated temperature and humidity",1]
[null,"IEC/TR 62051","Electricity metering - Glossary of terms",1]
[null,"IEC/TR 62051-1","Electricity metering - Data exchange for meter reading, tariff and load control - Glossary of terms - Part 1: Terms related to data exchange with metering equipment using DLMS/COSEM",1]
[null,"IEC/TR 62059-11","Electricity metering equipment - Dependability - Part 11: General concepts ",1]
[null,"IEC/TR 62059-21","Electricity metering equipment - Dependability - Part 21: Collection of meter dependability data from the field ",1]
[null,"IEC/TS 60870-6-602","Telecontrol equipment and systems - Part 6-602: Telecontrol protocols compatible with ISO standards and ITU-T recommendations - TASE transport profiles",1]
[null,"IEC/TS 61400-13","Wind turbine generator systems - Part 13: Measurement of mechanical loads ",1]
[null,"IEC/TS 61400-14","Wind turbines - Part 14: Declaration of apparent sound power level and tonality values ",1]
[null,"IEC/TS 61400-23","Wind turbine generator systems - Part 23: Full-scale structural testing of rotor blades",1]
[null,"ISO 81400-4","Wind turbines - Part 4: Design and specification of gearboxes",1]
["Low","IEC 60255-24","Electrical relays - Part 24: Common format for transient data exchange (COMTRADE) for power systems",1]
[null,"IEC 61850-7-420","Communication networks and systems for power utility automation - Part 7-420: Basic communication structure - Distributed energy resources logical nodes ",1]
["Grand Total",null,null,126]

{"sheet":"DR","index":8,"n_rows":73,"n_cols":4,"rows_kept":73,"cut":false,"hidden":false,"merged":[],"flags":["formulas_cached_only"]}
[]
["DR","DR"]
[]
["Count of Reference"]
["Relevance","Reference","Title","Total"]
["Core","IEC 61968-1","Application integration at electric utilities - System interfaces for distribution management - Part 1: Interface architecture and general requirements ",1]
[null,"IEC 61968-11","Application integration at electric utilities - System interfaces for distribution management - Part 11: Common information model (CIM) extensions for distribution ",1]
[null,"IEC 61968-13","Application integration at electric utilities - System interfaces for distribution management - Part 13: CIM RDF Model exchange format for distribution",1]
[null,"IEC 61968-3","Application integration at electric utilities - System interfaces for distribution management - Part 3: Interface for network operations",1]
[null,"IEC 61968-4","Application integration at electric utilities - System interfaces for distribution management - Part 4: Interfaces for records and asset management ",1]
[null,"IEC 61968-8 (project)","Application integration at electric utilities - System interfaces for distribution management - Part 8: Interface Standard For Customer Support",1]
[null,"IEC 61968-9","Application integration at electric utilities - System interfaces for distribution management - Part 9: Interfaces for meter reading and control ",1]
[null,"IEC 61970-1","Energy management system application program interface (EMS-API) - Part 1: Guidelines and general requirements",1]
[null,"IEC 61970-2","Energy management system application program interface (EMS-API) - Part 2: Glossary",1]
[null,"IEC 61970-301","Energy management system application program interface (EMS-API) - Part 301: Common information model (CIM) base",1]
[null,"IEC 61970-401","Energy management system application program interface (EMS-API) - Part 401: Component interface specification (CIS) framework",1]
[null,"IEC 61970-402","Energy management system application program interface (EMS-API) - Part 402: Common services",1]
[null,"IEC 61970-403","Energy management system application program interface (EMS-API) - Part 403: Generic data access",1]
[null,"IEC 61970-404","Energy management system application program interface (EMS-API) - Part 404: High Speed Data Access (HSDA)",1]
[null,"IEC 61970-405","Energy management system application program interface (EMS-API) - Part 405: Generic Eventing and Subscription (GES)",2]
[null,"IEC 61970-407","Energy management system application program interface (EMS-API) - Part 407: Time Series Data Access (TSDA)",1]
[null,"IEC 61970-453","Energy management system application program interface (EMS-API) - Part 453: CIM based graphics exchange",1]
[null,"IEC 61970-501","Energy management system application program interface (EMS-API) - Part 501: Common Information Model Resource Description Framework (CIM RDF) schema",1]
[null,"IEC 62351-8 (project)","Power systems management and associated information exchange - Data and communications security - Part 8: Role-based access control",1]
[null,"IEC/TS 61968-2","Application integration at electric utilities - System interfaces for distribution management - Part 2: Glossary",1]
[null,"IEC/TS 62351-1","Power systems management and associated information exchange - Data and communications security - Part 1: Communication network and system security - Introduction to security issues",1]
[null,"IEC/TS 62351-2","Power systems management and associated information exchange - Data and communications security - Part 2: Glossary of terms",1]
[null,"IEC/TS 62351-3","Power systems management and associated information exchange - Data and communications security - Part 3: Communication network and system security - Profiles including TCP/IP",1]
[null,"IEC/TS 62351-4","Power systems management and associated information exchange - Data and communications security - Part 4: Profiles including MMS",1]
[null,"IEC/TS 62351-5","Power systems management and associated information exchange - Data and communications security - Part 5: Security for IEC 60870-5 and derivatives",1]
[null,"IEC/TS 62351-6","Power systems management and associated information exchange - Data and communications security - Part 6: Security for IEC 61850",1]
[null,"IEC/TS 62351-7","Power systems management and associated information exchange - Data and communications security - Part 7: Network and system management (NSM) data object models",1]
["High","IEC 62056-21","Electricity metering - Data exchange for meter reading, tariff and load control - Part 21: Direct local data exchange ",1]
[null,"IEC 62056-31","Electricity metering - Data exchange for meter reading, tariff and load control - Part 31: Use of local area networks on twisted pair with carrier signalling ",1]
[null,"IEC 62056-42","Electricity metering - Data exchange for meter reading, tariff and load control - Part 42: Physical layer services and procedures for connection-oriented asynchronous data exchange",1]
[null,"IEC 62056-46","Electricity metering - Data exchange for meter reading, tariff and load control - Part 46: Data link layer using HDLC protocol",1]
[null,"IEC 62056-47","Electricity metering - Data exchange for meter reading, tariff and load control - Part 47: COSEM transport layers for IPv4 networks",1]
[null,"IEC 62056-53","Electricity metering - Data exchange for meter reading, tariff and load control - Part 53: COSEM application layer",1]
[null,"IEC 62056-61","Electricity metering - Data exchange for meter reading, tariff and load control - Part 61: Object identification system (OBIS)",1]
[null,"IEC 62056-62","Electricity metering - Data exchange for meter reading, tariff and load control - Part 62: Interface classes",1]
["Medium","IEC 60904-1","Photovoltaic devices - Part 1: Measurement of photovoltaic current-voltage characteristics",1]
[null,"IEC 60904-10","Photovoltaic devices - Part 10: Methods of linearity measurement",1]
[null,"IEC 60904-2","Photovoltaic devices - Part 2: Requirements for reference solar devices",1]
[null,"IEC 60904-3","Photovoltaic devices - Part 3: Measurement principles for terrestrial photovoltaic (PV) solar devices with reference spectral irradiance data",1]
[null,"IEC 60904-4","Photovoltaic devices - Part 4: Reference solar devices - Procedures for establishing calibration traceability",1]
[null,"IEC 60904-5","Photovoltaic devices - Part 5: Determination of the equivalent cell temperature (ECT) of photovoltaic (PV) devices by the open-circuit voltage method",1]
[null,"IEC 60904-7","Photovoltaic devices - Part 7: Computation of the spectral mismatch correction for measurements of photovoltaic devices",1]
[null,"IEC 60904-8","Photovoltaic devices - Part 8: Measurement of spectral response of a photovoltaic (PV) device",1]
[null,"IEC 60904-9","Photovoltaic devices - Part 9: Solar simulator performance requirements",1]
[null,"IEC 61194","Characteristic parameters of stand-alone photovoltaic (PV) systems",1]
[null,"IEC 61724","Photovoltaic system performance monitoring - Guidelines for measurement",1]
[null,"IEC 61727","Photovoltaic (PV) systems - Characteristics of the utility interface ",1]
[null,"IEC 61730-1","Photovoltaic (PV) module safety qualification - Part 1: Requirements for construction",1]
[null,"IEC 61730-2","Photovoltaic (PV) module safety qualification - Part 2: Requirements for testing ",1]
[null,"IEC/TS 61836","Solar photovoltaic energy systems - Terms definitions and symbols",1]
[null,"IEC/TS 62257-1","Recommendations for small renewable energy and hybrid systems for rural electrification - Part 1: General introduction to rural electrification",1]
[null,"IEC/TS 62257-12-1","Recommendations for small renewable energy and hybrid systems for rural electrification - Part 12-1: Selection of self-ballasted lamps (CFL) for rural electrification systems and recommendations for household lighting equipment ",1]
[null,"IEC/TS 62257-2","Recommendations for small renewable energy and hybrid systems for rural electrification - Part 2: From requirements to a range of electrification systems",1]
[null,"IEC/TS 62257-3","Recommendations for small renewable energy and hybrid systems for rural electrification - Part 3: Project development and management",1]
[null,"IEC/TS 62257-4","Recommendations for small renewable energy and hybrid systems for rural electrification - Part 4: System selection and design",1]
[null,"IEC/TS 62257-5","Recommendations for small renewable energy and hybrid systems for rural electrification - Part 5: Protection against electrical hazards",1]
[null,"IEC/TS 62257-6","Recommendations for small renewable energy and hybrid systems for rural electrification - Part 6: Acceptance, operation, maintenance and replacement",1]
[null,"IEC/TS 62257-7","Recommendations for small renewable energy and hybrid systems for rural electrification - Part 7: Generators",1]
[null,"IEC/TS 62257-7-1","Recommendations for small renewable energy and hybrid systems for rural electrification - Part 7-1: Generators - Photovoltaic generators",1]
[null,"IEC/TS 62257-7-3","Recommendations for small renewable energy and hybrid systems for rural electrification - Part 7-3: Generator set - Selection of generator sets for rural electrification systems",1]
[null,"IEC/TS 62257-8-1","Recommendations for small renewable energy and hybrid systems for rural electrification - Part 8-1: Selection of batteries and battery management systems for stand-alone electrification systems - Specific case of automotive flooded lead-acid batteries ava",1]
[null,"IEC/TS 62257-9-1","Recommendations for small renewable energy and hybrid systems for rural electrification - Part 9-1: Micropower systems",1]
[null,"IEC/TS 62257-9-2","Recommendations for small renewable energy and hybrid systems for rural electrification - Part 9-2: Microgrids",1]
[null,"IEC/TS 62257-9-3","Recommendations for small renewable energy and hybrid systems for rural electrification - Part 9-3: Integrated system - User interface",1]
[null,"IEC/TS 62257-9-4","Recommendations for small renewable energy and hybrid systems for rural electrification - Part 9-4: Integrated system - Userinstallation",1]
[null,"IEC/TS 62257-9-5","Recommendations for small renewable energy and hybrid systems for rural electrification - Part 9-5: Integrated system - Selection of portable PV lanterns for rural electrification projects",1]
[null,"IEC/TS 62257-9-6","Recommendations for small renewable energy and hybrid systems for rural electrification - Part 9-6: Integrated system - Selection of Photovoltaic Individual Electrification Systems (PV-IES)",1]
["Grand Total",null,null,68]

{"sheet":"EMS","index":9,"n_rows":85,"n_cols":4,"rows_kept":85,"cut":false,"hidden":false,"merged":[],"flags":["formulas_cached_only"]}
[]
["EMS","EMS"]
[]
["Count of Reference"]
["Relevance","Reference","Title","Total"]
["Core","IEC 61850-10","Communication networks and systems in substations - Part 10: Conformance testing",1]
[null,"IEC 61850-3","Communication networks and systems in substations - Part 3: General requirements",1]
[null,"IEC 61850-4","Communication networks and systems in substations - Part 4: System and project management ",1]
[null,"IEC 61850-5","Communication networks and systems in substations - Part 5: Communication requirements for functions and device models",1]
[null,"IEC 61850-6","Communication networks and systems for power utility automation - Part 6: Configuration description language for communication in electrical substations related to IEDs ",1]
[null,"IEC 61850-7-1","Communication networks and systems in substations - Part 7-1: Basic communication structure for substation and feeder equipment - Principles and models",1]
[null,"IEC 61850-7-2","Communication networks and systems for power utility automation - Part 7-2: Basic information and communication structure - Abstract communication service interface (ACSI)",1]
[null,"IEC 61850-7-3","Communication networks and systems in substations - Part 7-3: Basic communication structure for substation and feeder equipment - Common data classes",1]
[null,"IEC 61850-7-4","Communication networks and systems for power utility automation - Part 7-4: Basic communication structure - Compatible logical node classes and data object classes ",1]
[null,"IEC 61850-8-1","Communication networks and systems in substations - Part 8-1: Specific Communication Service Mapping (SCSM) - Mappings to MMS (ISO 9506-1 and ISO 9506-2) and to ISO/IEC 8802-3",1]
[null,"IEC 61850-9-1","Communication networks and systems in substations - Part 9-1: Specific Communication Service Mapping (SCSM) - Sampled values over serial unidirectional multidrop point to point link",1]
[null,"IEC 61850-9-2","Communication networks and systems in substations - Part 9-2: Specific Communication Service Mapping (SCSM) - Sampled values over ISO/IEC 8802-3 ",1]
[null,"IEC 61970-1","Energy management system application program interface (EMS-API) - Part 1: Guidelines and general requirements",2]
[null,"IEC 61970-2","Energy management system application program interface (EMS-API) - Part 2: Glossary",1]
[null,"IEC 61970-301","Energy management system application program interface (EMS-API) - Part 301: Common information model (CIM) base",2]
[null,"IEC 61970-401","Energy management system application program interface (EMS-API) - Part 401: Component interface specification (CIS) framework",1]
[null,"IEC 61970-402","Energy management system application program interface (EMS-API) - Part 402: Common services",2]
[null,"IEC 61970-403","Energy management system application program interface (EMS-API) - Part 403: Generic data access",2]
[null,"IEC 61970-404","Energy management system application program interface (EMS-API) - Part 404: High Speed Data Access (HSDA)",2]
[null,"IEC 61970-405","Energy management system application program interface (EMS-API) - Part 405: Generic Eventing and Subscription (GES)",3]
[null,"IEC 61970-407","Energy management system application program interface (EMS-API) - Part 407: Time Series Data Access (TSDA)",2]
[null,"IEC 61970-453","Energy management system application program interface (EMS-API) - Part 453: CIM based graphics exchange",2]
[null,"IEC 61970-501","Energy management system application program interface (EMS-API) - Part 501: Common Information Model Resource Description Framework (CIM RDF) schema",1]
[null,null,"Energy management system application program interface (EMS-API) - Part 501: Common Information Model Resource Description Framework (CIM RDF) schema ",1]
[null,"IEC 62351-8 (project)","Power systems management and associated information exchange - Data and communications security - Part 8: Role-based access control",1]
[null,"IEC/TR 61850-1","Communication networks and systems in substations - Part 1: Introduction and overview ",1]
[null,"IEC/TR 62357","Power system control and associated communications - Reference architecture for object models, services and protocols",1]
[null,"IEC/TS 61850-2","Communication networks and systems in substations - Part 2: Glossary ",1]
[null,"IEC/TS 61970-2","Energy management system application program interface (EMS-API) - Part 2: Glossary",1]
[null,"IEC/TS 61970-401","Energy management system application program interface (EMS-API) - Part 401: Component interface specification (CIS) framework",1]
[null,"IEC/TS 62351-1","Power systems management and associated information exchange - Data and communications security - Part 1: Communication network and system security - Introduction to security issues",1]
[null,"IEC/TS 62351-2","Power systems management and associated information exchange - Data and communications security - Part 2: Glossary of terms",1]
[null,"IEC/TS 62351-3","Power systems management and associated information exchange - Data and communications security - Part 3: Communication network and system security - Profiles including TCP/IP",1]
[null,"IEC/TS 62351-4","Power systems management and associated information exchange - Data and communications security - Part 4: Profiles including MMS",1]
[null,"IEC/TS 62351-5","Power systems management and associated information exchange - Data and communications security - Part 5: Security for IEC 60870-5 and derivatives",1]
[null,"IEC/TS 62351-6","Power systems management and associated information exchange - Data and communications security - Part 6: Security for IEC 61850",1]
[null,"IEC/TS 62351-7","Power systems management and associated information exchange - Data and communications security - Part 7: Network and system management (NSM) data object models",1]
["High","IEC 60870-5-1","Telecontrol equipment and systems. Part 5: Transmission protocols - Section One: Transmission frame formats",1]
[null,"IEC 60870-5-101","Telecontrol equipment and systems - Part 5-101: Transmission protocols - Companion standard for basic telecontrol tasks",1]
[null,"IEC 60870-5-102","Telecontrol equipment and systems - Part 5: Transmission protocols - Section 102: Companion standard for the transmission of integrated totals in electric power systems",1]
[null,"IEC 60870-5-103","Telecontrol equipment and systems - Part 5-103: Transmission protocols - Companion standard for the informative interface of protection equipment ",1]
[null,"IEC 60870-5-104","Telecontrol equipment and systems - Part 5-104: Transmission protocols - Network access for IEC 60870-5-101 using standard transport profiles ",1]
[null,"IEC 60870-5-2","Telecontrol equipment and systems - Part 5: Transmission protocols - Section 2: Link transmission procedures",1]
[null,"IEC 60870-5-3","Telecontrol equipment and systems - Part 5: Transmission protocols - Section 3: General structure of application data",1]
[null,"IEC 60870-5-4","Telecontrol equipment and systems - Part 5: Transmission protocols - Section 4: Definition and coding of application information elements",1]
[null,"IEC 60870-5-5","Telecontrol equipment and systems - Part 5: Transmission protocols - Section 5: Basic application functions",1]
[null,"IEC 60870-6-2","Telecontrol equipment and systems - Part 6: Telecontrol protocols compatible with ISO standards and ITU-T recommendations - Section 2: Use of basic standards (OSI layers 1-4)",1]
[null,"IEC 60870-6-501","Telecontrol equipment and systems - Part 6: Telecontrol protocols compatible with ISO standards and ITU-T recommendations - Section 501: TASE.1 Service definitions",1]
[null,"IEC 60870-6-502","Telecontrol equipment and systems - Part 6: Telecontrol protocols compatible with ISO standards and ITU-T recommendations - Section 502: TASE.1 Protocol definitions",1]
[null,"IEC 60870-6-503","Telecontrol equipment and systems - Part 6-503: Telecontrol protocols compatible with ISO standards and ITU-T recommendations - TASE.2 Services and protocol",1]
[null,"IEC 60870-6-601","Telecontrol equipment and systems - Part 6: Telecontrol protocol s compatible with ISO standards and ITU-T recommendations - Sect ion 601: Functional profile for providing the connection-oriente d transport service in an end system connected via permanent",1]
[null,"IEC 60870-6-701","Telecontrol equipment and systems - Part 6-701: Telecontrol protocols compatible with ISO standards and ITU-T recommendations - Functional profile for providing the TASE.1 application service in end systems",1]
[null,"IEC 60870-6-702","Telecontrol equipment and systems - Part 6-702: Telecontrol protocols compatible with ISO standards and ITU-T recommendations - Functional profile for providing the TASE.2 application service in end systems",1]
[null,"IEC 60870-6-802","Telecontrol equipment and systems - Part 6-802: Telecontrol protocols compatible with ISO standards and ITU-T recommendations - TASE.2 Object models",1]
[null,"IEC 61400-1","Wind turbines - Part 1: Design requirements",1]
[null,"IEC 61400-11","Wind turbine generator systems - Part 11: Acoustic noise measurement techniques",1]
[null,"IEC 61400-12-1","Wind turbines - Part 12-1: Power performance measurements of electricity producing wind turbines",1]
[null,"IEC 61400-2","Wind turbines - Part 2: Design requirements for small wind turbines",1]
[null,"IEC 61400-21","Wind turbines - Part 21: Measurement and assessment of power quality characteristics of grid connected wind turbines",1]
[null,"IEC 61400-24","Wind turbines - Part 24: Lightning protection",1]
[null,"IEC 61400-25-1","Wind turbines - Part 25-1: Communications for monitoring and control of wind power plants - Overall description of principles and models",1]
[null,"IEC 61400-25-2","Wind turbines - Part 25-2: Communications for monitoring and control of wind power plants - Information models",1]
[null,"IEC 61400-25-3","Wind turbines - Part 25-3: Communications for monitoring and control of wind power plants - Information exchange models",1]
[null,"IEC 61400-25-4","Wind turbines - Part 25-4: Communications for monitoring and control of wind power plants - Mapping to communication profile",1]
[null,"IEC 61400-25-5","Wind turbines - Part 25-5: Communications for monitoring and control of wind power plants - Conformance testing ",1]
[null,"IEC 61400-3","Wind turbines - Part 3: Design requirements for offshore wind turbines",1]
[null,"IEC 61508-1","Functional safety of electrical/electronic/programmable electronic safety-related systems - Part 1: General requirements (see Functional Safety and IEC 61508)",1]
[null,"IEC 61508-2","Functional safety of electrical/electronic/programmable electronic safety-related systems - Part 2: Requirements for electrical/electronic/programmable electronic safety-related systems (see Functional Safety and IEC 61508)",1]
[null,"IEC 61508-3","Functional safety of electrical/electronic/programmable electronic safety-related systems - Part 3: Software requirements (see Functional Safety and IEC 61508)",1]
[null,"IEC 61508-4","Functional safety of electrical/electronic/programmable electronic safety-related systems - Part 4: Definitions and abbreviations (see Functional Safety and IEC 61508)",1]
[null,"IEC 61508-5","Functional safety of electrical/electronic/programmable electronic safety-related systems - Part 5: Examples of methods for the determination of safety integrity levels (see Functional Safety and IEC 61508)",1]
[null,"IEC 61508-6","Functional safety of electrical/electronic/programmable electronic safety-related systems - Part 6: Guidelines on the application of IEC 61508-2 and IEC 61508-3 (see Functional Safety and IEC 61508)",1]
[null,"IEC 61508-7","Functional safety of electrical/electronic/programmable electronic safety-related systems - Part 7: Overview of techniques and measures (see Functional Safety and IEC 61508)",1]
[null,"IEC 61850-7-410","Communication networks and systems for power utility automation - Part 7-410: Hydroelectric power plants - Communication for monitoring and control",1]
[null,"IEC/TS 60870-6-602","Telecontrol equipment and systems - Part 6-602: Telecontrol protocols compatible with ISO standards and ITU-T recommendations - TASE transport profiles",1]
[null,"IEC/TS 61400-13","Wind turbine generator systems - Part 13: Measurement of mechanical loads ",1]
[null,"IEC/TS 61400-14","Wind turbines - Part 14: Declaration of apparent sound power level and tonality values ",1]
[null,"IEC/TS 61400-23","Wind turbine generator systems - Part 23: Full-scale structural testing of rotor blades",1]
[null,"ISO 81400-4","Wind turbines - Part 4: Design and specification of gearboxes",1]
["Grand Total",null,null,88]

{"sheet":"EV","index":10,"n_rows":107,"n_cols":4,"rows_kept":107,"cut":false,"hidden":false,"merged":[],"flags":["formulas_cached_only"]}
[]
["EV","EV"]
[]
["Count of Reference"]
["Relevance","Reference","Title","Total"]
["Core","IEC 61850-10","Communication networks and systems in substations - Part 10: Conformance testing",1]
[null,"IEC 61850-3","Communication networks and systems in substations - Part 3: General requirements",1]
[null,"IEC 61850-4","Communication networks and systems in substations - Part 4: System and project management ",1]
[null,"IEC 61850-5","Communication networks and systems in substations - Part 5: Communication requirements for functions and device models",1]
[null,"IEC 61850-6","Communication networks and systems for power utility automation - Part 6: Configuration description language for communication in electrical substations related to IEDs ",1]
[null,"IEC 61850-7-1","Communication networks and systems in substations - Part 7-1: Basic communication structure for substation and feeder equipment - Principles and models",1]
[null,"IEC 61850-7-2","Communication networks and systems for power utility automation - Part 7-2: Basic information and communication structure - Abstract communication service interface (ACSI)",1]
[null,"IEC 61850-7-3","Communication networks and systems in substations - Part 7-3: Basic communication structure for substation and feeder equipment - Common data classes",1]
[null,"IEC 61850-7-4","Communication networks and systems for power utility automation - Part 7-4: Basic communication structure - Compatible logical node classes and data object classes ",1]
[null,"IEC 61850-8-1","Communication networks and systems in substations - Part 8-1: Specific Communication Service Mapping (SCSM) - Mappings to MMS (ISO 9506-1 and ISO 9506-2) and to ISO/IEC 8802-3",1]
[null,"IEC 61850-9-1","Communication networks and systems in substations - Part 9-1: Specific Communication Service Mapping (SCSM) - Sampled values over serial unidirectional multidrop point to point link",1]
[null,"IEC 61850-9-2","Communication networks and systems in substations - Part 9-2: Specific Communication Service Mapping (SCSM) - Sampled values over ISO/IEC 8802-3 ",1]
[null,"IEC 62351-8 (project)","Power systems management and associated information exchange - Data and communications security - Part 8: Role-based access control",1]
[null,"IEC/TR 61850-1","Communication networks and systems in substations - Part 1: Introduction and overview ",1]
[null,"IEC/TS 61850-2","Communication networks and systems in substations - Part 2: Glossary ",1]
[null,"IEC/TS 62351-1","Power systems management and associated information exchange - Data and communications security - Part 1: Communication network and system security - Introduction to security issues",1]
[null,"IEC/TS 62351-2","Power systems management and associated information exchange - Data and communications security - Part 2: Glossary of terms",1]
[null,"IEC/TS 62351-3","Power systems management and associated information exchange - Data and communications security - Part 3: Communication network and system security - Profiles including TCP/IP",1]
[null,"IEC/TS 62351-4","Power systems management and associated information exchange - Data and communications security - Part 4: Profiles including MMS",1]
[null,"IEC/TS 62351-5","Power systems management and associated information exchange - Data and communications security - Part 5: Security for IEC 60870-5 and derivatives",1]
[null,"IEC/TS 62351-6","Power systems management and associated information exchange - Data and communications security - Part 6: Security for IEC 61850",1]
[null,"IEC/TS 62351-7","Power systems management and associated information exchange - Data and communications security - Part 7: Network and system management (NSM) data object models",1]
["High","IEC 60309-1"," Plugs, socket-outlets and couplers for industrial purposes - Part 1: General requirements",1]
[null,"IEC 61851-1","Electric vehicle conductive charging system - Part 1: General requirements",2]
[null,"IEC 61851-21","Electric vehicle conductive charging system - Part 21: Electric vehicle requirements for conductive connection to an a.c./d.c. supply",2]
[null,"IEC 61851-22","Electric vehicle conductive charging system - Part 22: AC electric vehicle charging station",1]
[null,"IEC 61851-22 ","Electric vehicle conductive charging system - Part 22: AC electric vehicle charging station",1]
[null,"IEC 61980 (future)","Electric vehicle inductive charging systems - Part 1: General requirements",1]
[null,"IEC 62052-11","Electricity metering equipment (AC) - General requirements, tests and test conditions - Part 11: Metering equipment ",1]
[null,"IEC 62052-21","Electricity metering equipment (a.c.) - General requirements, tests and test conditions - Part 21: Tariff and load control equipment ",1]
[null,"IEC 62052-31 (project)","Electricity metering equipment (AC) - General requirements, tests and test conditions - Part 31: Safety requirements",1]
[null,"IEC 62053-11","Electricity metering equipment (a.c.) - Particular requirements - Part 11: Electromechanical meters for active energy (classes 0, 5, 1 and 2)",1]
[null,"IEC 62053-21","Electricity metering equipment (a.c.) - Particular requirements - Part 21: Static meters for active energy (classes 1 and 2)",1]
[null,"IEC 62053-22","Electricity metering equipment (a.c.) - Particular Requirements - Part 22: Static meters for active energy (classes 0,2 S and 0,5 S)",1]
[null,"IEC 62053-23","Electricity metering equipment (a.c.) - Particular requirements - Part 23: Static meters for reactive energy (classes 2 and 3)",1]
[null,"IEC 62053-31","Electricity metering equipment (a.c.) - Particular requirements - Part 31: Pulse output devices for electromechanical and electronic meters (two wires only)",1]
[null,"IEC 62053-52","Electricity metering equipment (AC) - Particular requirements - Part 52: Symbols",1]
[null,"IEC 62053-61","Electricity metering equipment (a.c.) - Particular requirements - Part 61: Power consumption and voltage requirements",1]
[null,"IEC 62054-11","Electricity metering (a.c.) - Tariff and load control - Part 11: Particular requirements for electronic ripple control receivers",1]
[null,"IEC 62054-21","Electricity metering (a.c.) - Tariff and load control - Part 21: Particular requirements for time switches",1]
[null,"IEC 62056-21","Electricity metering - Data exchange for meter reading, tariff and load control - Part 21: Direct local data exchange ",1]
[null,"IEC 62056-31","Electricity metering - Data exchange for meter reading, tariff and load control - Part 31: Use of local area networks on twisted pair with carrier signalling ",1]
[null,"IEC 62056-42","Electricity metering - Data exchange for meter reading, tariff and load control - Part 42: Physical layer services and procedures for connection-oriented asynchronous data exchange",1]
[null,"IEC 62056-46","Electricity metering - Data exchange for meter reading, tariff and load control - Part 46: Data link layer using HDLC protocol",1]
[null,"IEC 62056-47","Electricity metering - Data exchange for meter reading, tariff and load control - Part 47: COSEM transport layers for IPv4 networks",1]
[null,"IEC 62056-53","Electricity metering - Data exchange for meter reading, tariff and load control - Part 53: COSEM application layer",1]
[null,"IEC 62056-61","Electricity metering - Data exchange for meter reading, tariff and load control - Part 61: Object identification system (OBIS)",1]
[null,"IEC 62056-62","Electricity metering - Data exchange for meter reading, tariff and load control - Part 62: Interface classes",1]
[null,"IEC 62058-11","Electricity metering equipment (AC) - Acceptance inspection - Part 11: General acceptance inspection methods",1]
[null,"IEC 62058-21","Electricity metering equipment (AC) - Acceptance inspection - Part 21: Particular requirements for electromechanical meters for active energy (classes 0,5, 1 and 2)",1]
[null,"IEC 62058-3","Electricity metering equipment (AC) - Acceptance inspection - Part 31: Particular requirements for static meters for active energy (classes 0,2 S, 0,5 S, 1 and 2)",1]
[null,"IEC 62059-31-1","Electricity metering equipment - Dependability - Part 31-1: Accelerated reliability testing - Elevated temperature and humidity",1]
[null,"IEC/TR 62051","Electricity metering - Glossary of terms",1]
[null,"IEC/TR 62051-1","Electricity metering - Data exchange for meter reading, tariff and load control - Glossary of terms - Part 1: Terms related to data exchange with metering equipment using DLMS/COSEM",1]
[null,"IEC/TR 62059-11","Electricity metering equipment - Dependability - Part 11: General concepts ",1]
[null,"IEC/TR 62059-21","Electricity metering equipment - Dependability - Part 21: Collection of meter dependability data from the field ",1]
["Low","IEC 61000-2-12","Electromagnetic compatibility (EMC) - Part 2-12: Environment - Compatibility levels for low-frequency conducted disturbances and signalling in public medium-voltage power supply systems ",1]
[null,"IEC 61000-2-2","Electromagnetic compatibility (EMC) - Part 2-2: Environment - Compatibility levels for low-frequency conducted disturbances and signalling in public low-voltage power supply systems ",1]
[null,"IEC 61000-3-11","Electromagnetic compatibility (EMC) - Part 3-11: Limits - Limitation of voltage changes, voltage fluctuations and flicker in public low-voltage supply systems - Equipment with rated current ? 75 A and subjet to conditional connection ",1]
[null,"IEC 61000-3-12","Electromagnetic compatibility (EMC) - Part 3-12: Limits - Limits for harmonic currents produced by equipment connected to public low-voltage systems with input current > 16 A and ? 75 A per phase ",1]
[null,"IEC 61000-3-2","Electromagnetic compatibility (EMC) - Part 3-2: Limits - Limits for harmonic current emissions (equipment input current ?16 A per phase) ",1]
[null,"IEC 61000-3-3","Electromagnetic compatibility (EMC) - Part 3-3: Limits - Limitation of voltage changes, voltage fluctuations and flicker in public low-voltage supply systems, for equipment with rated current ?16 A per phase and not subject to conditional connection",1]
[null,"IEC 61000-4-1","Electromagnetic compatibility (EMC) - Part 4-1: Testing and measurement techniques - Overview of IEC 61000-4 series",1]
[null,"IEC 61000-4-10","Electromagnetic compatibility (EMC) - Part 4: Testing and measurement techniques - Section 10: Damped oscillatory magnetic field immunity test. Basic EMC Publication",1]
[null,"IEC 61000-4-11","Electromagnetic compatibility (EMC) - Part 4-11: Testing and measurement techniques - Voltage dips, short interruptions and voltage variations immunity tests",1]
[null,"IEC 61000-4-12","Electromagnetic compatibility (EMC) - Part 4-12: Testing and measurement techniques - Ring wave immunity test ",1]
[null,"IEC 61000-4-13","Electromagnetic compatibility (EMC) - Part 4-13: Testing and measurement techniques - Harmonics and interharmonics including mains signalling at a.c. power port, low frequency immunity tests ",1]
[null,"IEC 61000-4-14","Electromagnetic compatibility (EMC) - Part 4-14: Testing and measurement techniques - Voltage fluctuation immunity test for equipment with input current not exceeding 16 A per phase",1]
[null,"IEC 61000-4-15","Electromagnetic compatibility (EMC) - Part 4-15: Testing and measurement techniques - Flickermeter - Functional and design specifications",1]
[null,"IEC 61000-4-16","Electromagnetic compatibility (EMC) - Part 4-16: Testing and measurement techniques - Test for immunity to conducted, common mode disturbances in the frequency range 0 Hz to 150 kHz ",1]
[null,"IEC 61000-4-17","Electromagnetic compatibility (EMC) - Part 4-17: Testing and measurement techniques - Ripple on d.c. input power port immunity test",1]
[null,"IEC 61000-4-18","Electromagnetic compatibility (EMC) - Part 4-18: Testing and measurement techniques - Damped oscillatory wave immunity test ",1]
[null,"IEC 61000-4-2","Electromagnetic compatibility (EMC) - Part 4-2: Testing and measurement techniques - Electrostatic discharge immunity test",1]
[null,"IEC 61000-4-20","Electromagnetic compatiility (EMC) - Part 4-20: Testing and measurement techniques - Emission and immunity testing in transverse electromagnetic (TEM) waveguides",1]
[null,"IEC 61000-4-21","Electromagnetic compatibility (EMC) - Part 4-21: Testing and measurement techniques - Reverberation chamber test methods",1]
[null,"IEC 61000-4-23","Electromagnetic compatibility (EMC) - Part 4-23: Testing and measurement techniques - Test methods for protective devices for HEMP and other radiated disturbances",1]
[null,"IEC 61000-4-24","Electromagnetic compatibility (EMC) - Part 4: Testing and measurement techniques - Section 24: Test methods for protective devices for HEMP conducted disturbance - Basic EMC Publication ",1]
[null,"IEC 61000-4-25","Electromagnetic compatibility (EMC) - Part 4-25: Testing and measurement techniques - HEMP immunity test methods for equipment and systems",1]
[null,"IEC 61000-4-27","Electromagnetic compatibility (EMC) - Part 4-27: Testing and measurement techniques - Unbalance, immunity test for equipment with input current not exceeding 16 A per phase",1]
[null,"IEC 61000-4-28","Electromagnetic compatibility (EMC) - Part 4-28: Testing and measurement techniques - Variation of power frequency, immunity test for equipment with input current not exceeding 16 A per phase",1]
[null,"IEC 61000-4-29 ","Electromagnetic compatibility (EMC) - Part 4-29: Testing and measurement techniques - Voltage dips, short interruptions and voltage variations on d.c. input power port immunity tests ",1]
[null,"IEC 61000-4-3","Electromagnetic compatibility (EMC) - Part 4-3: Testing and measurement techniques - Radiated, radio-frequency, electromagnetic field immunity test",1]
[null,"IEC 61000-4-30","Electromagnetic compatibility (EMC) - Part 4-30: Testing and measurement techniques - Power quality measurement methods",1]
[null,"IEC 61000-4-33","Electromagnetic compatibility (EMC) - Part 4-33: Testing and measurement techniques - Measurement methods for high-power transient parameters",1]
[null,"IEC 61000-4-34","Electromagnetic compatibility (EMC) - Part 4-34: Testing and measurement techniques - Voltage dips, short interruptions and voltage variations immunity tests for equipment with mains current more than 16 A per phase",1]
[null,"IEC 61000-4-4","Electromagnetic compatibility (EMC) - Part 4-4: Testing and measurement techniques - Electrical fast transient/burst immunity test",1]
[null,"IEC 61000-4-5","Electromagnetic compatibility (EMC) - Part 4-5: Testing and measurement techniques - Surge immunity test",1]
[null,"IEC 61000-4-6","Electromagnetic compatibility (EMC) - Part 4-6: Testing and measurement techniques - Immunity to conducted disturbances, induced by radio-frequency fields ",1]
[null,"IEC 61000-4-7","Electromagnetic compatibility (EMC) - Part 4-7: Testing and measurement techniques - General guide on harmonics and interharmonics measurements and instrumentation, for power supply systems and equipment connected thereto",1]
[null,"IEC 61000-4-8","Electromagnetic compatibility (EMC) - Part 4-8: Testing and measurement techniques - Power frequency magnetic field immunity test ",1]
[null,"IEC 61000-4-9","Electromagnetic compatibility (EMC) - Part 4: Testing and measurement techniques - Section 9: Pulse magnetic field immunity test. Basic EMC Publication",1]
[null,"IEC 61982-1","Secondary batteries for the propulsion of electric road vehicles - Part 1: Test parameters",1]
[null,"IEC 61982-2","Secondary batteries for the propulsion of electric road vehicles - Part 2: Dynamic discharge performance test and dynamic endurance test",1]
[null,"IEC 61982-3","Secondary batteries for the propulsion of electric road vehicles - Part 3: Performance and life testing (traffic compatible",1]
[null,"IEC 61982-4 (future)","Secondary batteries for the propulsion of electric road vehicles - Part 4: performance testing for lithium-ion cells",1]
[null,"IEC 61982-5 (future)","Secondary batteries for the propulsion of electric road vehicles - Part 5: Safety testing for lithium-ion cells and batteries",1]
[null,"IEC 62576","Electric double-layer capacitors for use in hybrid electric vehicles - Test methods for electrical characteristics",1]
[null,"IEC/TR 61000-3-15 (Project)","Electromagnetic compatibility (EMC) - Part 3-15: Limits - Assessment of low frequency electromagnetic immunity and emission requirements for dispersed generation systems in LV network",1]
[null,"IEC/TR 61000-3-6","Electromagnetic compatibility (EMC) - Part 3-6: Limits - Assessment of emission limits for the connection of distorting installations to MV, HV and EHV power systems",1]
[null,"IEC/TR 61000-3-7","Electromagnetic compatibility (EMC) - Part 3-7: Limits - Assessment of emission limits for the connection of fluctuating installations to MV, HV and EHV power systems ",1]
["Medium","IEC 61140","Protection against electric shock - Common aspects for installation and equipment",1]
["Grand Total",null,null,103]

{"sheet":"FACTS","index":11,"n_rows":11,"n_cols":4,"rows_kept":11,"cut":false,"hidden":false,"merged":[],"flags":["formulas_cached_only"]}
[]
["FACTS","FACTS"]
[]
["Count of Reference"]
["Relevance","Reference","Title","Total"]
["Low","IEC 60633","Terminology for high-voltage direct current (HVDC) transmission ",1]
[null,"IEC 60834-1","Teleprotection equipment of power systems - Performance and testing - Part 1: Command systems",1]
[null,"IEC 61803","Determination of power losses in high-voltage direct current (HVDC) converter stations ",1]
[null,"IEC 61954","Power electronics for electrical transmission and distribution systems - Testing of thyristor valves for static VAR compensators ",1]
[null,"IEC/TR 60919-1","Performance of high-voltage direct current (HVDC) systems with line-commutated converters - Part 1: Steady-state conditions ",1]
["Grand Total",null,null,5]

{"sheet":"HVDC","index":12,"n_rows":11,"n_cols":4,"rows_kept":11,"cut":false,"hidden":false,"merged":[],"flags":["formulas_cached_only"]}
[]
["HVDC","HVDC"]
[]
["Count of Reference"]
["Relevance","Reference","Title","Total"]
["Low","IEC 60633","Terminology for high-voltage direct current (HVDC) transmission ",1]
[null,"IEC 60834-1","Teleprotection equipment of power systems - Performance and testing - Part 1: Command systems",1]
[null,"IEC 61803","Determination of power losses in high-voltage direct current (HVDC) converter stations ",1]
[null,"IEC 61954","Power electronics for electrical transmission and distribution systems - Testing of thyristor valves for static VAR compensators ",1]
[null,"IEC/TR 60919-1","Performance of high-voltage direct current (HVDC) systems with line-commutated converters - Part 1: Steady-state conditions ",1]
["Grand Total",null,null,5]

{"sheet":"SA","index":13,"n_rows":62,"n_cols":4,"rows_kept":62,"cut":false,"hidden":false,"merged":[],"flags":["formulas_cached_only"]}
[]
["SA","SA"]
[]
["Count of Reference"]
["Relevance","Reference","Title","Total"]
["Core","IEC 61850-10","Communication networks and systems in substations - Part 10: Conformance testing",1]
[null,"IEC 61850-3","Communication networks and systems in substations - Part 3: General requirements",1]
[null,"IEC 61850-4","Communication networks and systems in substations - Part 4: System and project management ",1]
[null,"IEC 61850-5","Communication networks and systems in substations - Part 5: Communication requirements for functions and device models",1]
[null,"IEC 61850-6","Communication networks and systems for power utility automation - Part 6: Configuration description language for communication in electrical substations related to IEDs ",1]
[null,"IEC 61850-7-1","Communication networks and systems in substations - Part 7-1: Basic communication structure for substation and feeder equipment - Principles and models",1]
[null,"IEC 61850-7-2","Communication networks and systems for power utility automation - Part 7-2: Basic information and communication structure - Abstract communication service interface (ACSI)",1]
[null,"IEC 61850-7-3","Communication networks and systems in substations - Part 7-3: Basic communication structure for substation and feeder equipment - Common data classes",1]
[null,"IEC 61850-7-4","Communication networks and systems for power utility automation - Part 7-4: Basic communication structure - Compatible logical node classes and data object classes ",1]
[null,"IEC 61850-8-1","Communication networks and systems in substations - Part 8-1: Specific Communication Service Mapping (SCSM) - Mappings to MMS (ISO 9506-1 and ISO 9506-2) and to ISO/IEC 8802-3",1]
[null,"IEC 61850-9-1","Communication networks and systems in substations - Part 9-1: Specific Communication Service Mapping (SCSM) - Sampled values over serial unidirectional multidrop point to point link",1]
[null,"IEC 61850-9-2","Communication networks and systems in substations - Part 9-2: Specific Communication Service Mapping (SCSM) - Sampled values over ISO/IEC 8802-3 ",1]
[null,"IEC 61970-1","Energy management system application program interface (EMS-API) - Part 1: Guidelines and general requirements",2]
[null,"IEC 61970-2","Energy management system application program interface (EMS-API) - Part 2: Glossary",1]
[null,"IEC 61970-301","Energy management system application program interface (EMS-API) - Part 301: Common information model (CIM) base",2]
[null,"IEC 61970-401","Energy management system application program interface (EMS-API) - Part 401: Component interface specification (CIS) framework",1]
[null,"IEC 61970-402","Energy management system application program interface (EMS-API) - Part 402: Common services",2]
[null,"IEC 61970-403","Energy management system application program interface (EMS-API) - Part 403: Generic data access",2]
[null,"IEC 61970-404","Energy management system application program interface (EMS-API) - Part 404: High Speed Data Access (HSDA)",2]
[null,"IEC 61970-405","Energy management system application program interface (EMS-API) - Part 405: Generic Eventing and Subscription (GES)",3]
[null,"IEC 61970-407","Energy management system application program interface (EMS-API) - Part 407: Time Series Data Access (TSDA)",2]
[null,"IEC 61970-453","Energy management system application program interface (EMS-API) - Part 453: CIM based graphics exchange",2]
[null,"IEC 61970-501","Energy management system application program interface (EMS-API) - Part 501: Common Information Model Resource Description Framework (CIM RDF) schema",1]
[null,null,"Energy management system application program interface (EMS-API) - Part 501: Common Information Model Resource Description Framework (CIM RDF) schema ",1]
[null,"IEC 62351-8 (project)","Power systems management and associated information exchange - Data and communications security - Part 8: Role-based access control",1]
[null,"IEC/TR 61850-1","Communication networks and systems in substations - Part 1: Introduction and overview ",1]
[null,"IEC/TS 61850-2","Communication networks and systems in substations - Part 2: Glossary ",1]
[null,"IEC/TS 61970-2","Energy management system application program interface (EMS-API) - Part 2: Glossary",1]
[null,"IEC/TS 61970-401","Energy management system application program interface (EMS-API) - Part 401: Component interface specification (CIS) framework",1]
[null,"IEC/TS 62351-1","Power systems management and associated information exchange - Data and communications security - Part 1: Communication network and system security - Introduction to security issues",1]
[null,"IEC/TS 62351-2","Power systems management and associated information exchange - Data and communications security - Part 2: Glossary of terms",1]
[null,"IEC/TS 62351-3","Power systems management and associated information exchange - Data and communications security - Part 3: Communication network and system security - Profiles including TCP/IP",1]
[null,"IEC/TS 62351-4","Power systems management and associated information exchange - Data and communications security - Part 4: Profiles including MMS",1]
[null,"IEC/TS 62351-5","Power systems management and associated information exchange - Data and communications security - Part 5: Security for IEC 60870-5 and derivatives",1]
[null,"IEC/TS 62351-6","Power systems management and associated information exchange - Data and communications security - Part 6: Security for IEC 61850",1]
[null,"IEC/TS 62351-7","Power systems management and associated information exchange - Data and communications security - Part 7: Network and system management (NSM) data object models",1]
["High","IEC 60870-5-1","Telecontrol equipment and systems. Part 5: Transmission protocols - Section One: Transmission frame formats",1]
[null,"IEC 60870-5-101","Telecontrol equipment and systems - Part 5-101: Transmission protocols - Companion standard for basic telecontrol tasks",1]
[null,"IEC 60870-5-102","Telecontrol equipment and systems - Part 5: Transmission protocols - Section 102: Companion standard for the transmission of integrated totals in electric power systems",1]
[null,"IEC 60870-5-103","Telecontrol equipment and systems - Part 5-103: Transmission protocols - Companion standard for the informative interface of protection equipment ",1]
[null,"IEC 60870-5-104","Telecontrol equipment and systems - Part 5-104: Transmission protocols - Network access for IEC 60870-5-101 using standard transport profiles ",1]
[null,"IEC 60870-5-2","Telecontrol equipment and systems - Part 5: Transmission protocols - Section 2: Link transmission procedures",1]
[null,"IEC 60870-5-3","Telecontrol equipment and systems - Part 5: Transmission protocols - Section 3: General structure of application data",1]
[null,"IEC 60870-5-4","Telecontrol equipment and systems - Part 5: Transmission protocols - Section 4: Definition and coding of application information elements",1]
[null,"IEC 60870-5-5","Telecontrol equipment and systems - Part 5: Transmission protocols - Section 5: Basic application functions",1]
[null,"IEC 61850-7-410","Communication networks and systems for power utility automation - Part 7-410: Hydroelectric power plants - Communication for monitoring and control",1]
["Low","IEC 60255-24","Electrical relays - Part 24: Common format for transient data exchange (COMTRADE) for power systems",1]
[null,"IEC 61850-7-420","Communication networks and systems for power utility automation - Part 7-420: Basic communication structure - Distributed energy resources logical nodes ",1]
["Medium","IEC 61869-1","Instrument transformers - Part 1: General requirements",1]
[null,"IEC 61869-2 (project)","Instrument transformers - Part 2: Specific requirements for current transformers",1]
[null,"IEC 61869-3 (project)","Instrument transformers - Part 3: Specific requirements for inductive voltage transformers",1]
[null,"IEC 61869-4 (project)","Instrument transformers - Part 4: Specific requirement for combined transformers",1]
[null,"IEC 61869-5 (project)","Instrument transformers - Part 5: Specific requirements for Capacitive Voltage Transformers",1]
[null,"IEC 61869-7 (future)","Electronic Voltage Transformers",1]
[null,"IEC 61869-8 (future)","Electronic Current Transformers",1]
[null,"IEC 61869-9 (future)","Digital Interface for Instrument Transformers",1]
["Grand Total",null,null,65]

{"sheet":"Storage","index":14,"n_rows":97,"n_cols":4,"rows_kept":97,"cut":false,"hidden":false,"merged":[],"flags":["formulas_cached_only"]}
[]
["Storage","Storage"]
[]
["Count of Reference"]
["Relevance","Reference","Title","Total"]
["Core","IEC 61850-10","Communication networks and systems in substations - Part 10: Conformance testing",1]
[null,"IEC 61850-3","Communication networks and systems in substations - Part 3: General requirements",1]
[null,"IEC 61850-4","Communication networks and systems in substations - Part 4: System and project management ",1]
[null,"IEC 61850-5","Communication networks and systems in substations - Part 5: Communication requirements for functions and device models",1]
[null,"IEC 61850-6","Communication networks and systems for power utility automation - Part 6: Configuration description language for communication in electrical substations related to IEDs ",1]
[null,"IEC 61850-7-1","Communication networks and systems in substations - Part 7-1: Basic communication structure for substation and feeder equipment - Principles and models",1]
[null,"IEC 61850-7-2","Communication networks and systems for power utility automation - Part 7-2: Basic information and communication structure - Abstract communication service interface (ACSI)",1]
[null,"IEC 61850-7-3","Communication networks and systems in substations - Part 7-3: Basic communication structure for substation and feeder equipment - Common data classes",1]
[null,"IEC 61850-7-4","Communication networks and systems for power utility automation - Part 7-4: Basic communication structure - Compatible logical node classes and data object classes ",1]
[null,"IEC 61850-8-1","Communication networks and systems in substations - Part 8-1: Specific Communication Service Mapping (SCSM) - Mappings to MMS (ISO 9506-1 and ISO 9506-2) and to ISO/IEC 8802-3",1]
[null,"IEC 61850-9-1","Communication networks and systems in substations - Part 9-1: Specific Communication Service Mapping (SCSM) - Sampled values over serial unidirectional multidrop point to point link",1]
[null,"IEC 61850-9-2","Communication networks and systems in substations - Part 9-2: Specific Communication Service Mapping (SCSM) - Sampled values over ISO/IEC 8802-3 ",1]
[null,"IEC 61970-1","Energy management system application program interface (EMS-API) - Part 1: Guidelines and general requirements",1]
[null,"IEC 61970-2","Energy management system application program interface (EMS-API) - Part 2: Glossary",1]
[null,"IEC 61970-301","Energy management system application program interface (EMS-API) - Part 301: Common information model (CIM) base",1]
[null,"IEC 61970-401","Energy management system application program interface (EMS-API) - Part 401: Component interface specification (CIS) framework",1]
[null,"IEC 61970-402","Energy management system application program interface (EMS-API) - Part 402: Common services",1]
[null,"IEC 61970-403","Energy management system application program interface (EMS-API) - Part 403: Generic data access",1]
[null,"IEC 61970-404","Energy management system application program interface (EMS-API) - Part 404: High Speed Data Access (HSDA)",1]
[null,"IEC 61970-405","Energy management system application program interface (EMS-API) - Part 405: Generic Eventing and Subscription (GES)",2]
[null,"IEC 61970-407","Energy management system application program interface (EMS-API) - Part 407: Time Series Data Access (TSDA)",1]
[null,"IEC 61970-453","Energy management system application program interface (EMS-API) - Part 453: CIM based graphics exchange",1]
[null,"IEC 61970-501","Energy management system application program interface (EMS-API) - Part 501: Common Information Model Resource Description Framework (CIM RDF) schema",1]
[null,"IEC 62351-8 (project)","Power systems management and associated information exchange - Data and communications security - Part 8: Role-based access control",1]
[null,"IEC/TR 61850-1","Communication networks and systems in substations - Part 1: Introduction and overview ",1]
[null,"IEC/TS 61850-2","Communication networks and systems in substations - Part 2: Glossary ",1]
[null,"IEC/TS 62351-1","Power systems management and associated information exchange - Data and communications security - Part 1: Communication network and system security - Introduction to security issues",1]
[null,"IEC/TS 62351-2","Power systems management and associated information exchange - Data and communications security - Part 2: Glossary of terms",1]
[null,"IEC/TS 62351-3","Power systems management and associated information exchange - Data and communications security - Part 3: Communication network and system security - Profiles including TCP/IP",1]
[null,"IEC/TS 62351-4","Power systems management and associated information exchange - Data and communications security - Part 4: Profiles including MMS",1]
[null,"IEC/TS 62351-5","Power systems management and associated information exchange - Data and communications security - Part 5: Security for IEC 60870-5 and derivatives",1]
[null,"IEC/TS 62351-6","Power systems management and associated information exchange - Data and communications security - Part 6: Security for IEC 61850",1]
[null,"IEC/TS 62351-7","Power systems management and associated information exchange - Data and communications security - Part 7: Network and system management (NSM) data object models",1]
["High","IEC 62052-11","Electricity metering equipment (AC) - General requirements, tests and test conditions - Part 11: Metering equipment ",1]
[null,"IEC 62052-21","Electricity metering equipment (a.c.) - General requirements, tests and test conditions - Part 21: Tariff and load control equipment ",1]
[null,"IEC 62052-31 (project)","Electricity metering equipment (AC) - General requirements, tests and test conditions - Part 31: Safety requirements",1]
[null,"IEC 62053-11","Electricity metering equipment (a.c.) - Particular requirements - Part 11: Electromechanical meters for active energy (classes 0, 5, 1 and 2)",1]
[null,"IEC 62053-21","Electricity metering equipment (a.c.) - Particular requirements - Part 21: Static meters for active energy (classes 1 and 2)",1]
[null,"IEC 62053-22","Electricity metering equipment (a.c.) - Particular Requirements - Part 22: Static meters for active energy (classes 0,2 S and 0,5 S)",1]
[null,"IEC 62053-23","Electricity metering equipment (a.c.) - Particular requirements - Part 23: Static meters for reactive energy (classes 2 and 3)",1]
[null,"IEC 62053-31","Electricity metering equipment (a.c.) - Particular requirements - Part 31: Pulse output devices for electromechanical and electronic meters (two wires only)",1]
[null,"IEC 62053-52","Electricity metering equipment (AC) - Particular requirements - Part 52: Symbols",1]
[null,"IEC 62053-61","Electricity metering equipment (a.c.) - Particular requirements - Part 61: Power consumption and voltage requirements",1]
[null,"IEC 62054-11","Electricity metering (a.c.) - Tariff and load control - Part 11: Particular requirements for electronic ripple control receivers",1]
[null,"IEC 62054-21","Electricity metering (a.c.) - Tariff and load control - Part 21: Particular requirements for time switches",1]
[null,"IEC 62058-11","Electricity metering equipment (AC) - Acceptance inspection - Part 11: General acceptance inspection methods",1]
[null,"IEC 62058-21","Electricity metering equipment (AC) - Acceptance inspection - Part 21: Particular requirements for electromechanical meters for active energy (classes 0,5, 1 and 2)",1]
[null,"IEC 62058-3","Electricity metering equipment (AC) - Acceptance inspection - Part 31: Particular requirements for static meters for active energy (classes 0,2 S, 0,5 S, 1 and 2)",1]
[null,"IEC 62059-31-1","Electricity metering equipment - Dependability - Part 31-1: Accelerated reliability testing - Elevated temperature and humidity",1]
[null,"IEC/TR 62051","Electricity metering - Glossary of terms",1]
[null,"IEC/TR 62051-1","Electricity metering - Data exchange for meter reading, tariff and load control - Glossary of terms - Part 1: Terms related to data exchange with metering equipment using DLMS/COSEM",1]
[null,"IEC/TR 62059-11","Electricity metering equipment - Dependability - Part 11: General concepts ",1]
[null,"IEC/TR 62059-21","Electricity metering equipment - Dependability - Part 21: Collection of meter dependability data from the field ",1]
["Low","IEC 61000-2-12","Electromagnetic compatibility (EMC) - Part 2-12: Environment - Compatibility levels for low-frequency conducted disturbances and signalling in public medium-voltage power supply systems ",1]
[null,"IEC 61000-2-2","Electromagnetic compatibility (EMC) - Part 2-2: Environment - Compatibility levels for low-frequency conducted disturbances and signalling in public low-voltage power supply systems ",1]
[null,"IEC 61000-3-11","Electromagnetic compatibility (EMC) - Part 3-11: Limits - Limitation of voltage changes, voltage fluctuations and flicker in public low-voltage supply systems - Equipment with rated current ? 75 A and subjet to conditional connection ",1]
[null,"IEC 61000-3-12","Electromagnetic compatibility (EMC) - Part 3-12: Limits - Limits for harmonic currents produced by equipment connected to public low-voltage systems with input current > 16 A and ? 75 A per phase ",1]
[null,"IEC 61000-3-2","Electromagnetic compatibility (EMC) - Part 3-2: Limits - Limits for harmonic current emissions (equipment input current ?16 A per phase) ",1]
[null,"IEC 61000-3-3","Electromagnetic compatibility (EMC) - Part 3-3: Limits - Limitation of voltage changes, voltage fluctuations and flicker in public low-voltage supply systems, for equipment with rated current ?16 A per phase and not subject to conditional connection",1]
[null,"IEC 61000-4-1","Electromagnetic compatibility (EMC) - Part 4-1: Testing and measurement techniques - Overview of IEC 61000-4 series",1]
[null,"IEC 61000-4-10","Electromagnetic compatibility (EMC) - Part 4: Testing and measurement techniques - Section 10: Damped oscillatory magnetic field immunity test. Basic EMC Publication",1]
[null,"IEC 61000-4-11","Electromagnetic compatibility (EMC) - Part 4-11: Testing and measurement techniques - Voltage dips, short interruptions and voltage variations immunity tests",1]
[null,"IEC 61000-4-12","Electromagnetic compatibility (EMC) - Part 4-12: Testing and measurement techniques - Ring wave immunity test ",1]
[null,"IEC 61000-4-13","Electromagnetic compatibility (EMC) - Part 4-13: Testing and measurement techniques - Harmonics and interharmonics including mains signalling at a.c. power port, low frequency immunity tests ",1]
[null,"IEC 61000-4-14","Electromagnetic compatibility (EMC) - Part 4-14: Testing and measurement techniques - Voltage fluctuation immunity test for equipment with input current not exceeding 16 A per phase",1]
[null,"IEC 61000-4-15","Electromagnetic compatibility (EMC) - Part 4-15: Testing and measurement techniques - Flickermeter - Functional and design specifications",1]
[null,"IEC 61000-4-16","Electromagnetic compatibility (EMC) - Part 4-16: Testing and measurement techniques - Test for immunity to conducted, common mode disturbances in the frequency range 0 Hz to 150 kHz ",1]
[null,"IEC 61000-4-17","Electromagnetic compatibility (EMC) - Part 4-17: Testing and measurement techniques - Ripple on d.c. input power port immunity test",1]
[null,"IEC 61000-4-18","Electromagnetic compatibility (EMC) - Part 4-18: Testing and measurement techniques - Damped oscillatory wave immunity test ",1]
[null,"IEC 61000-4-2","Electromagnetic compatibility (EMC) - Part 4-2: Testing and measurement techniques - Electrostatic discharge immunity test",1]
[null,"IEC 61000-4-20","Electromagnetic compatiility (EMC) - Part 4-20: Testing and measurement techniques - Emission and immunity testing in transverse electromagnetic (TEM) waveguides",1]
[null,"IEC 61000-4-21","Electromagnetic compatibility (EMC) - Part 4-21: Testing and measurement techniques - Reverberation chamber test methods",1]
[null,"IEC 61000-4-23","Electromagnetic compatibility (EMC) - Part 4-23: Testing and measurement techniques - Test methods for protective devices for HEMP and other radiated disturbances",1]
[null,"IEC 61000-4-24","Electromagnetic compatibility (EMC) - Part 4: Testing and measurement techniques - Section 24: Test methods for protective devices for HEMP conducted disturbance - Basic EMC Publication ",1]
[null,"IEC 61000-4-25","Electromagnetic compatibility (EMC) - Part 4-25: Testing and measurement techniques - HEMP immunity test methods for equipment and systems",1]
[null,"IEC 61000-4-27","Electromagnetic compatibility (EMC) - Part 4-27: Testing and measurement techniques - Unbalance, immunity test for equipment with input current not exceeding 16 A per phase",1]
[null,"IEC 61000-4-28","Electromagnetic compatibility (EMC) - Part 4-28: Testing and measurement techniques - Variation of power frequency, immunity test for equipment with input current not exceeding 16 A per phase",1]
[null,"IEC 61000-4-29 ","Electromagnetic compatibility (EMC) - Part 4-29: Testing and measurement techniques - Voltage dips, short interruptions and voltage variations on d.c. input power port immunity tests ",1]
[null,"IEC 61000-4-3","Electromagnetic compatibility (EMC) - Part 4-3: Testing and measurement techniques - Radiated, radio-frequency, electromagnetic field immunity test",1]
[null,"IEC 61000-4-30","Electromagnetic compatibility (EMC) - Part 4-30: Testing and measurement techniques - Power quality measurement methods",1]
[null,"IEC 61000-4-33","Electromagnetic compatibility (EMC) - Part 4-33: Testing and measurement techniques - Measurement methods for high-power transient parameters",1]
[null,"IEC 61000-4-34","Electromagnetic compatibility (EMC) - Part 4-34: Testing and measurement techniques - Voltage dips, short interruptions and voltage variations immunity tests for equipment with mains current more than 16 A per phase",1]
[null,"IEC 61000-4-4","Electromagnetic compatibility (EMC) - Part 4-4: Testing and measurement techniques - Electrical fast transient/burst immunity test",1]
[null,"IEC 61000-4-5","Electromagnetic compatibility (EMC) - Part 4-5: Testing and measurement techniques - Surge immunity test",1]
[null,"IEC 61000-4-6","Electromagnetic compatibility (EMC) - Part 4-6: Testing and measurement techniques - Immunity to conducted disturbances, induced by radio-frequency fields ",1]
[null,"IEC 61000-4-7","Electromagnetic compatibility (EMC) - Part 4-7: Testing and measurement techniques - General guide on harmonics and interharmonics measurements and instrumentation, for power supply systems and equipment connected thereto",1]
[null,"IEC 61000-4-8","Electromagnetic compatibility (EMC) - Part 4-8: Testing and measurement techniques - Power frequency magnetic field immunity test ",1]
[null,"IEC 61000-4-9","Electromagnetic compatibility (EMC) - Part 4: Testing and measurement techniques - Section 9: Pulse magnetic field immunity test. Basic EMC Publication",1]
[null,"IEC/TR 61000-3-15 (Project)","Electromagnetic compatibility (EMC) - Part 3-15: Limits - Assessment of low frequency electromagnetic immunity and emission requirements for dispersed generation systems in LV network",1]
[null,"IEC/TR 61000-3-6","Electromagnetic compatibility (EMC) - Part 3-6: Limits - Assessment of emission limits for the connection of distorting installations to MV, HV and EHV power systems",1]
[null,"IEC/TR 61000-3-7","Electromagnetic compatibility (EMC) - Part 3-7: Limits - Assessment of emission limits for the connection of fluctuating installations to MV, HV and EHV power systems ",1]
["Grand Total",null,null,92]

{"sheet":"Smart home","index":15,"n_rows":138,"n_cols":4,"rows_kept":138,"cut":false,"hidden":false,"merged":[],"flags":["formulas_cached_only"]}
[]
["Smart home","Smart home"]
[]
["Count of Reference"]
["Relevance","Reference","Title","Total"]
["Core","IEC 62351-8 (project)","Power systems management and associated information exchange - Data and communications security - Part 8: Role-based access control",1]
[null,"IEC/TS 62351-1","Power systems management and associated information exchange - Data and communications security - Part 1: Communication network and system security - Introduction to security issues",1]
[null,"IEC/TS 62351-2","Power systems management and associated information exchange - Data and communications security - Part 2: Glossary of terms",1]
[null,"IEC/TS 62351-3","Power systems management and associated information exchange - Data and communications security - Part 3: Communication network and system security - Profiles including TCP/IP",1]
[null,"IEC/TS 62351-4","Power systems management and associated information exchange - Data and communications security - Part 4: Profiles including MMS",1]
[null,"IEC/TS 62351-5","Power systems management and associated information exchange - Data and communications security - Part 5: Security for IEC 60870-5 and derivatives",1]
[null,"IEC/TS 62351-6","Power systems management and associated information exchange - Data and communications security - Part 6: Security for IEC 61850",1]
[null,"IEC/TS 62351-7","Power systems management and associated information exchange - Data and communications security - Part 7: Network and system management (NSM) data object models",1]
["High","IEC 60309-1"," Plugs, socket-outlets and couplers for industrial purposes - Part 1: General requirements",1]
[null,"IEC 61851-1","Electric vehicle conductive charging system - Part 1: General requirements",2]
[null,"IEC 61851-21","Electric vehicle conductive charging system - Part 21: Electric vehicle requirements for conductive connection to an a.c./d.c. supply",2]
[null,"IEC 61851-22","Electric vehicle conductive charging system - Part 22: AC electric vehicle charging station",1]
[null,"IEC 61851-22 ","Electric vehicle conductive charging system - Part 22: AC electric vehicle charging station",1]
[null,"IEC 61980 (future)","Electric vehicle inductive charging systems - Part 1: General requirements",1]
[null,"IEC 62052-11","Electricity metering equipment (AC) - General requirements, tests and test conditions - Part 11: Metering equipment ",1]
[null,"IEC 62052-21","Electricity metering equipment (a.c.) - General requirements, tests and test conditions - Part 21: Tariff and load control equipment ",1]
[null,"IEC 62052-31 (project)","Electricity metering equipment (AC) - General requirements, tests and test conditions - Part 31: Safety requirements",1]
[null,"IEC 62053-11","Electricity metering equipment (a.c.) - Particular requirements - Part 11: Electromechanical meters for active energy (classes 0, 5, 1 and 2)",1]
[null,"IEC 62053-21","Electricity metering equipment (a.c.) - Particular requirements - Part 21: Static meters for active energy (classes 1 and 2)",1]
[null,"IEC 62053-22","Electricity metering equipment (a.c.) - Particular Requirements - Part 22: Static meters for active energy (classes 0,2 S and 0,5 S)",1]
[null,"IEC 62053-23","Electricity metering equipment (a.c.) - Particular requirements - Part 23: Static meters for reactive energy (classes 2 and 3)",1]
[null,"IEC 62053-31","Electricity metering equipment (a.c.) - Particular requirements - Part 31: Pulse output devices for electromechanical and electronic meters (two wires only)",1]
[null,"IEC 62053-52","Electricity metering equipment (AC) - Particular requirements - Part 52: Symbols",1]
[null,"IEC 62053-61","Electricity metering equipment (a.c.) - Particular requirements - Part 61: Power consumption and voltage requirements",1]
[null,"IEC 62054-11","Electricity metering (a.c.) - Tariff and load control - Part 11: Particular requirements for electronic ripple control receivers",1]
[null,"IEC 62054-21","Electricity metering (a.c.) - Tariff and load control - Part 21: Particular requirements for time switches",1]
[null,"IEC 62056-21","Electricity metering - Data exchange for meter reading, tariff and load control - Part 21: Direct local data exchange ",1]
[null,"IEC 62056-31","Electricity metering - Data exchange for meter reading, tariff and load control - Part 31: Use of local area networks on twisted pair with carrier signalling ",1]
[null,"IEC 62056-42","Electricity metering - Data exchange for meter reading, tariff and load control - Part 42: Physical layer services and procedures for connection-oriented asynchronous data exchange",1]
[null,"IEC 62056-46","Electricity metering - Data exchange for meter reading, tariff and load control - Part 46: Data link layer using HDLC protocol",1]
[null,"IEC 62056-47","Electricity metering - Data exchange for meter reading, tariff and load control - Part 47: COSEM transport layers for IPv4 networks",1]
[null,"IEC 62056-53","Electricity metering - Data exchange for meter reading, tariff and load control - Part 53: COSEM application layer",1]
[null,"IEC 62056-61","Electricity metering - Data exchange for meter reading, tariff and load control - Part 61: Object identification system (OBIS)",1]
[null,"IEC 62056-62","Electricity metering - Data exchange for meter reading, tariff and load control - Part 62: Interface classes",1]
[null,"IEC 62058-11","Electricity metering equipment (AC) - Acceptance inspection - Part 11: General acceptance inspection methods",1]
[null,"IEC 62058-21","Electricity metering equipment (AC) - Acceptance inspection - Part 21: Particular requirements for electromechanical meters for active energy (classes 0,5, 1 and 2)",1]
[null,"IEC 62058-3","Electricity metering equipment (AC) - Acceptance inspection - Part 31: Particular requirements for static meters for active energy (classes 0,2 S, 0,5 S, 1 and 2)",1]
[null,"IEC 62059-31-1","Electricity metering equipment - Dependability - Part 31-1: Accelerated reliability testing - Elevated temperature and humidity",1]
[null,"IEC/TR 62051","Electricity metering - Glossary of terms",1]
[null,"IEC/TR 62051-1","Electricity metering - Data exchange for meter reading, tariff and load control - Glossary of terms - Part 1: Terms related to data exchange with metering equipment using DLMS/COSEM",1]
[null,"IEC/TR 62059-11","Electricity metering equipment - Dependability - Part 11: General concepts ",1]
[null,"IEC/TR 62059-21","Electricity metering equipment - Dependability - Part 21: Collection of meter dependability data from the field ",1]
["Low","IEC 60495","Single sideband power-line carrier terminals",1]
[null,"IEC 61000-2-12","Electromagnetic compatibility (EMC) - Part 2-12: Environment - Compatibility levels for low-frequency conducted disturbances and signalling in public medium-voltage power supply systems ",1]
[null,"IEC 61000-2-2","Electromagnetic compatibility (EMC) - Part 2-2: Environment - Compatibility levels for low-frequency conducted disturbances and signalling in public low-voltage power supply systems ",1]
[null,"IEC 61000-3-11","Electromagnetic compatibility (EMC) - Part 3-11: Limits - Limitation of voltage changes, voltage fluctuations and flicker in public low-voltage supply systems - Equipment with rated current ? 75 A and subjet to conditional connection ",1]
[null,"IEC 61000-3-12","Electromagnetic compatibility (EMC) - Part 3-12: Limits - Limits for harmonic currents produced by equipment connected to public low-voltage systems with input current > 16 A and ? 75 A per phase ",1]
[null,"IEC 61000-3-2","Electromagnetic compatibility (EMC) - Part 3-2: Limits - Limits for harmonic current emissions (equipment input current ?16 A per phase) ",1]
[null,"IEC 61000-3-3","Electromagnetic compatibility (EMC) - Part 3-3: Limits - Limitation of voltage changes, voltage fluctuations and flicker in public low-voltage supply systems, for equipment with rated current ?16 A per phase and not subject to conditional connection",1]
[null,"IEC 61000-4-1","Electromagnetic compatibility (EMC) - Part 4-1: Testing and measurement techniques - Overview of IEC 61000-4 series",1]
[null,"IEC 61000-4-10","Electromagnetic compatibility (EMC) - Part 4: Testing and measurement techniques - Section 10: Damped oscillatory magnetic field immunity test. Basic EMC Publication",1]
[null,"IEC 61000-4-11","Electromagnetic compatibility (EMC) - Part 4-11: Testing and measurement techniques - Voltage dips, short interruptions and voltage variations immunity tests",1]
[null,"IEC 61000-4-12","Electromagnetic compatibility (EMC) - Part 4-12: Testing and measurement techniques - Ring wave immunity test ",1]
[null,"IEC 61000-4-13","Electromagnetic compatibility (EMC) - Part 4-13: Testing and measurement techniques - Harmonics and interharmonics including mains signalling at a.c. power port, low frequency immunity tests ",1]
[null,"IEC 61000-4-14","Electromagnetic compatibility (EMC) - Part 4-14: Testing and measurement techniques - Voltage fluctuation immunity test for equipment with input current not exceeding 16 A per phase",1]
[null,"IEC 61000-4-15","Electromagnetic compatibility (EMC) - Part 4-15: Testing and measurement techniques - Flickermeter - Functional and design specifications",1]
[null,"IEC 61000-4-16","Electromagnetic compatibility (EMC) - Part 4-16: Testing and measurement techniques - Test for immunity to conducted, common mode disturbances in the frequency range 0 Hz to 150 kHz ",1]
[null,"IEC 61000-4-17","Electromagnetic compatibility (EMC) - Part 4-17: Testing and measurement techniques - Ripple on d.c. input power port immunity test",1]
[null,"IEC 61000-4-18","Electromagnetic compatibility (EMC) - Part 4-18: Testing and measurement techniques - Damped oscillatory wave immunity test ",1]
[null,"IEC 61000-4-2","Electromagnetic compatibility (EMC) - Part 4-2: Testing and measurement techniques - Electrostatic discharge immunity test",1]
[null,"IEC 61000-4-20","Electromagnetic compatiility (EMC) - Part 4-20: Testing and measurement techniques - Emission and immunity testing in transverse electromagnetic (TEM) waveguides",1]
[null,"IEC 61000-4-21","Electromagnetic compatibility (EMC) - Part 4-21: Testing and measurement techniques - Reverberation chamber test methods",1]
[null,"IEC 61000-4-23","Electromagnetic compatibility (EMC) - Part 4-23: Testing and measurement techniques - Test methods for protective devices for HEMP and other radiated disturbances",1]
[null,"IEC 61000-4-24","Electromagnetic compatibility (EMC) - Part 4: Testing and measurement techniques - Section 24: Test methods for protective devices for HEMP conducted disturbance - Basic EMC Publication ",1]
[null,"IEC 61000-4-25","Electromagnetic compatibility (EMC) - Part 4-25: Testing and measurement techniques - HEMP immunity test methods for equipment and systems",1]
[null,"IEC 61000-4-27","Electromagnetic compatibility (EMC) - Part 4-27: Testing and measurement techniques - Unbalance, immunity test for equipment with input current not exceeding 16 A per phase",1]
[null,"IEC 61000-4-28","Electromagnetic compatibility (EMC) - Part 4-28: Testing and measurement techniques - Variation of power frequency, immunity test for equipment with input current not exceeding 16 A per phase",1]
[null,"IEC 61000-4-29 ","Electromagnetic compatibility (EMC) - Part 4-29: Testing and measurement techniques - Voltage dips, short interruptions and voltage variations on d.c. input power port immunity tests ",1]
[null,"IEC 61000-4-3","Electromagnetic compatibility (EMC) - Part 4-3: Testing and measurement techniques - Radiated, radio-frequency, electromagnetic field immunity test",1]
[null,"IEC 61000-4-30","Electromagnetic compatibility (EMC) - Part 4-30: Testing and measurement techniques - Power quality measurement methods",1]
[null,"IEC 61000-4-33","Electromagnetic compatibility (EMC) - Part 4-33: Testing and measurement techniques - Measurement methods for high-power transient parameters",1]
[null,"IEC 61000-4-34","Electromagnetic compatibility (EMC) - Part 4-34: Testing and measurement techniques - Voltage dips, short interruptions and voltage variations immunity tests for equipment with mains current more than 16 A per phase",1]
[null,"IEC 61000-4-4","Electromagnetic compatibility (EMC) - Part 4-4: Testing and measurement techniques - Electrical fast transient/burst immunity test",1]
[null,"IEC 61000-4-5","Electromagnetic compatibility (EMC) - Part 4-5: Testing and measurement techniques - Surge immunity test",1]
[null,"IEC 61000-4-6","Electromagnetic compatibility (EMC) - Part 4-6: Testing and measurement techniques - Immunity to conducted disturbances, induced by radio-frequency fields ",1]
[null,"IEC 61000-4-7","Electromagnetic compatibility (EMC) - Part 4-7: Testing and measurement techniques - General guide on harmonics and interharmonics measurements and instrumentation, for power supply systems and equipment connected thereto",1]
[null,"IEC 61000-4-8","Electromagnetic compatibility (EMC) - Part 4-8: Testing and measurement techniques - Power frequency magnetic field immunity test ",1]
[null,"IEC 61000-4-9","Electromagnetic compatibility (EMC) - Part 4: Testing and measurement techniques - Section 9: Pulse magnetic field immunity test. Basic EMC Publication",1]
[null,"IEC/TR 61000-3-15 (Project)","Electromagnetic compatibility (EMC) - Part 3-15: Limits - Assessment of low frequency electromagnetic immunity and emission requirements for dispersed generation systems in LV network",1]
[null,"IEC/TR 61000-3-6","Electromagnetic compatibility (EMC) - Part 3-6: Limits - Assessment of emission limits for the connection of distorting installations to MV, HV and EHV power systems",1]
[null,"IEC/TR 61000-3-7","Electromagnetic compatibility (EMC) - Part 3-7: Limits - Assessment of emission limits for the connection of fluctuating installations to MV, HV and EHV power systems ",1]
[null,"ISO/IEC 14543-2-1","Information technology - Home electronic system (HES) architecture - Part 2-1: Introduction and device modularity",1]
[null,"ISO/IEC 14543-3-1","Information technology - Home electronic system (HES) architecture - Part 3-1: Communication layers - Application layer for network based control of HES Class 1",1]
[null,"ISO/IEC 14543-3-2","Information technology - Home electronic system (HES) architecture - Part 3-2: Communication layers - Transport, network and general parts of data link layer for network based control of HES Class 1",1]
[null,"ISO/IEC 14543-3-3","Information technology - Home electronic system (HES) architecture - Part 3-3: User process for network based control of HES Class 1",1]
[null,"ISO/IEC 14543-3-4","Information technology - Home electronic system (HES) architecture - Part 3-4: System management - Management procedures for network based control of HES Class 1",1]
[null,"ISO/IEC 14543-3-5","Information technology - Home electronic system (HES) architecture - Part 3-5: Media and media dependent layers - Powerline for network based control of HES Class 1",1]
[null,"ISO/IEC 14543-3-6","Information technology - Home electronic system (HES) architecture - Part 3-6: Media and media dependent layers - Twisted pair for network based control of HES Class 1",1]
[null,"ISO/IEC 14543-3-7","Information technology - Home electronic system (HES) architecture - Part 3-7: Media and media dependent layers - Radio frequency for network based control of HES Class 1",1]
[null,"ISO/IEC 14543-4-1","Information technology - Home electronic system (HES) architecture - Part 4-1: Communication layers - Application layer for network enhanced control devices of HES Class 1",1]
[null,"ISO/IEC 14543-4-2","Information technology - Home electronic system (HES) architecture - Part 4-2: Communication layers - Transport, network and general parts of data link layer for network enhanced control devices of HES Class 1",1]
[null,"ISO/IEC 14543-5-1","Information technology - Home electronic system (HES) architecture - Part 5-1: Intelligent grouping and resource sharing for Class 2 and Class 3 - Core protocol",1]
[null,"ISO/IEC 14543-5-22","Information technology - Home electronic system (HES) architecture - Part 5-22: Intelligent grouping and resource sharing for HES Class 2 and Class 3 - Application profile - File profile",1]
[null,"ISO/IEC 27001","Information technology - Security techniques - Information security management systems - Requirements",1]
["Medium","IEC 60364-4-41","Low-voltage electrical installations - Part 4-41: Protection for safety - Protection against electric shock",1]
[null,"IEC 60364-5-51","Electrical installations of buildings - Part 5-51: Selection and erection of electrical equipment - Common rules",1]
[null,"IEC 60364-5-53","Electrical installations of buildings - Part 5-53: Selection and erection of electrical equipment - Isolation, switching and control",1]
[null,"IEC 60364-5-54","Electrical installations of buildings - Part 5-54: Selection and erection of electrical equipment - Earthing arrangements, protective conductors and protective bonding conductors",1]
[null,"IEC 60364-5-55","Electrical installations of buildings - Part 5-55: Selection and erection of electrical equipment - Other equipment",1]
[null,"IEC 60904-1","Photovoltaic devices - Part 1: Measurement of photovoltaic current-voltage characteristics",1]
[null,"IEC 60904-10","Photovoltaic devices - Part 10: Methods of linearity measurement",1]
[null,"IEC 60904-2","Photovoltaic devices - Part 2: Requirements for reference solar devices",1]
[null,"IEC 60904-3","Photovoltaic devices - Part 3: Measurement principles for terrestrial photovoltaic (PV) solar devices with reference spectral irradiance data",1]
[null,"IEC 60904-4","Photovoltaic devices - Part 4: Reference solar devices - Procedures for establishing calibration traceability",1]
[null,"IEC 60904-5","Photovoltaic devices - Part 5: Determination of the equivalent cell temperature (ECT) of photovoltaic (PV) devices by the open-circuit voltage method",1]
[null,"IEC 60904-7","Photovoltaic devices - Part 7: Computation of the spectral mismatch correction for measurements of photovoltaic devices",1]
[null,"IEC 60904-8","Photovoltaic devices - Part 8: Measurement of spectral response of a photovoltaic (PV) device",1]
[null,"IEC 60904-9","Photovoltaic devices - Part 9: Solar simulator performance requirements",1]
[null,"IEC 61140","Protection against electric shock - Common aspects for installation and equipment",1]
[null,"IEC 61194","Characteristic parameters of stand-alone photovoltaic (PV) systems",1]
[null,"IEC 61724","Photovoltaic system performance monitoring - Guidelines for measurement",1]
[null,"IEC 61727","Photovoltaic (PV) systems - Characteristics of the utility interface ",1]
[null,"IEC 61730-1","Photovoltaic (PV) module safety qualification - Part 1: Requirements for construction",1]
[null,"IEC 61730-2","Photovoltaic (PV) module safety qualification - Part 2: Requirements for testing ",1]
[null,"IEC/TS 61836","Solar photovoltaic energy systems - Terms definitions and symbols",1]
[null,"IEC/TS 62257-1","Recommendations for small renewable energy and hybrid systems for rural electrification - Part 1: General introduction to rural electrification",1]
[null,"IEC/TS 62257-12-1","Recommendations for small renewable energy and hybrid systems for rural electrification - Part 12-1: Selection of self-ballasted lamps (CFL) for rural electrification systems and recommendations for household lighting equipment ",1]
[null,"IEC/TS 62257-2","Recommendations for small renewable energy and hybrid systems for rural electrification - Part 2: From requirements to a range of electrification systems",1]
[null,"IEC/TS 62257-3","Recommendations for small renewable energy and hybrid systems for rural electrification - Part 3: Project development and management",1]
[null,"IEC/TS 62257-4","Recommendations for small renewable energy and hybrid systems for rural electrification - Part 4: System selection and design",1]
[null,"IEC/TS 62257-5","Recommendations for small renewable energy and hybrid systems for rural electrification - Part 5: Protection against electrical hazards",1]
[null,"IEC/TS 62257-6","Recommendations for small renewable energy and hybrid systems for rural electrification - Part 6: Acceptance, operation, maintenance and replacement",1]
[null,"IEC/TS 62257-7","Recommendations for small renewable energy and hybrid systems for rural electrification - Part 7: Generators",1]
[null,"IEC/TS 62257-7-1","Recommendations for small renewable energy and hybrid systems for rural electrification - Part 7-1: Generators - Photovoltaic generators",1]
[null,"IEC/TS 62257-7-3","Recommendations for small renewable energy and hybrid systems for rural electrification - Part 7-3: Generator set - Selection of generator sets for rural electrification systems",1]
[null,"IEC/TS 62257-8-1","Recommendations for small renewable energy and hybrid systems for rural electrification - Part 8-1: Selection of batteries and battery management systems for stand-alone electrification systems - Specific case of automotive flooded lead-acid batteries ava",1]
[null,"IEC/TS 62257-9-1","Recommendations for small renewable energy and hybrid systems for rural electrification - Part 9-1: Micropower systems",1]
[null,"IEC/TS 62257-9-2","Recommendations for small renewable energy and hybrid systems for rural electrification - Part 9-2: Microgrids",1]
[null,"IEC/TS 62257-9-3","Recommendations for small renewable energy and hybrid systems for rural electrification - Part 9-3: Integrated system - User interface",1]
[null,"IEC/TS 62257-9-4","Recommendations for small renewable energy and hybrid systems for rural electrification - Part 9-4: Integrated system - Userinstallation",1]
[null,"IEC/TS 62257-9-5","Recommendations for small renewable energy and hybrid systems for rural electrification - Part 9-5: Integrated system - Selection of portable PV lanterns for rural electrification projects",1]
[null,"IEC/TS 62257-9-6","Recommendations for small renewable energy and hybrid systems for rural electrification - Part 9-6: Integrated system - Selection of Photovoltaic Individual Electrification Systems (PV-IES)",1]
["Grand Total",null,null,134]